## Comfortmaker
AHRI Certified Ref # | Model Status | Manufacturer Type | Trade/Brand Name | Outdoor Unit Manufacturer | Outdoor Unit Model | Indoor Unit Manufacturer(Mix-Match) | Indoor Unit Model | Furnace Model | Cooling Capacity (BTUH) | Cooling EER | Cooling SEER | High Heating 47 F Capacity (Btuh) | High Heating 47 F HSPF | Low Heating 17 F Capacity (Btuh) | Phase | ARI Type | HSVTC | Exclusively for Export | Est. National Avg. Annual Operating Cooling Cost ($) | Est. National Avg. Annual Operating Heating Cost ($) | Eligible for Federal Tax Credit
5373385 | Active | Systems | SOFTSOUND SX 2300 R410A HP | COMFORTMAKER | C4H324GKD* |  | EHD4X30A** | *9MA*0802120A** | 23200 | 12.5 | 15.2 | 23200 | 8.5 | 14600 | 1 | HRCU-A-CB |  |  | 181 | 558 | Yes
5373386 | Active | Systems | SOFTSOUND SX 2300 R410A HP | COMFORTMAKER | C4H324GKD* |  | EHD4X30A** | *9MA*1002122A** | 23200 | 12.5 | 15.2 | 23200 | 8.5 | 14600 | 1 | HRCU-A-CB |  |  | 181 | 558 | Yes
5373387 | Active | Systems | SOFTSOUND SX 2300 R410A HP | COMFORTMAKER | C4H324GKD* |  | EHD4X30A** | *9MV*0802120A** | 23000 | 12.5 | 15.2 | 23200 | 8.5 | 14500 | 1 | HRCU-A-CB |  |  | 179 | 558 | Yes
5373388 | Active | Systems | SOFTSOUND SX 2300 R410A HP | COMFORTMAKER | C4H324GKD* |  | EHD4X30A** | *9MV*1002120A** | 23200 | 12.5 | 15.2 | 23200 | 8.5 | 14600 | 1 | HRCU-A-CB |  |  | 181 | 558 | Yes
5244825 | Discontinued | Systems | SOFTSOUND SXT+ R410A HP | COMFORTMAKER | CCH624GKA* |  | EA*4X24*14A* | *8MX*0451408** | 23600 | 12.5 | 15.7 | 25400 | 8.7 | 15400 | 1 | HRCU-A-CB |  |  | 178 | 545 | Yes
5426531 | Discontinued | Systems | SOFTSOUND SXT+ R410A HP | COMFORTMAKER | CCH624GKA* |  | EA*4X24*14A* | MV08**14C* | 23400 | 12.7 | 16.2 | 25200 | 8.5 | 15200 | 1 | HRCU-A-CB |  |  | 171 | 558 | Yes
5244873 | Discontinued | Systems | SOFTSOUND SXT+ R410A HP | COMFORTMAKER | CCH624GKA* |  | EA*4X24*14A*+WALLCON | *8MV*0701412** | 23600 | 12.7 | 16 | 25200 | 8.7 | 15300 | 1 | HRCU-A-CB |  |  | 175 | 545 | Yes
5244978 | Discontinued | Systems | SOFTSOUND SXT+ R410A HP | COMFORTMAKER | CCH624GKA* |  | EA*4X24*17A* | *9MV*0601714A** | 23400 | 12.5 | 16 | 25200 | 8.7 | 15300 | 1 | HRCU-A-CB |  |  | 173 | 545 | Yes
5244979 | Discontinued | Systems | SOFTSOUND SXT+ R410A HP | COMFORTMAKER | CCH624GKA* |  | EA*4X24*17A* | *9MV*0801716A** | 23600 | 12.5 | 16 | 25200 | 8.7 | 15300 | 1 | HRCU-A-CB |  |  | 175 | 545 | Yes
5244914 | Discontinued | Systems | SOFTSOUND SXT+ R410A HP | COMFORTMAKER | CCH624GKA* |  | EA*4X24*17A* | *9MX*0601714A** | 24400 | 12.5 | 16 | 25600 | 9 | 15900 | 1 | HRCU-A-CB |  |  | 181 | 527 | Yes
5426532 | Discontinued | Systems | SOFTSOUND SXT+ R410A HP | COMFORTMAKER | CCH624GKA* |  | EA*4X24*17A* | MV08**14C* | 23400 | 12.7 | 16.2 | 25000 | 8.5 | 15200 | 1 | HRCU-A-CB |  |  | 171 | 558 | Yes
5426533 | Discontinued | Systems | SOFTSOUND SXT+ R410A HP | COMFORTMAKER | CCH624GKA* |  | EA*4X24*17A* | MV12**17C* | 23600 | 12.7 | 16.2 | 25200 | 8.8 | 15200 | 1 | HRCU-A-CB |  |  | 172 | 539 | Yes
5426562 | Discontinued | Systems | SOFTSOUND SXT+ R410A HP | COMFORTMAKER | CCH624GKA* |  | EA*4X24*17A* | NOMV106D12* | 24200 | 12.5 | 15.7 | 25800 | 8.5 | 15600 | 1 | HRCU-A-CB |  |  | 183 | 558 | Yes
5689771 | Active | Systems | SOFTSOUND SXT+ R410A HP | COMFORTMAKER | CCH624GKA* |  | EA*4X24*17A* | OMV098J12* | 23800 | 12.5 | 16 | 25400 | 8.5 | 15400 | 1 | HRCU-A-CB |  |  | 176 | 558 | Yes
5244828 | Discontinued | Systems | SOFTSOUND SXT+ R410A HP | COMFORTMAKER | CCH624GKA* |  | EA*4X24*17A* | OMV112K14A | 23600 | 12.7 | 16 | 25200 | 8.7 | 15300 | 1 | HRCU-A-CB |  |  | 175 | 545 | Yes
5244874 | Discontinued | Systems | SOFTSOUND SXT+ R410A HP | COMFORTMAKER | CCH624GKA* |  | EA*4X24*17A*+WALLCON | *8MV*0901716** | 23800 | 13 | 16.2 | 25200 | 8.7 | 15200 | 1 | HRCU-A-CB |  |  | 174 | 545 | Yes
5244940 | Discontinued | Systems | SOFTSOUND SXT+ R410A HP | COMFORTMAKER | CCH624GKA* |  | EA*4X24*17A*+WALLCON | *9MA*0601714A** | 23600 | 12.5 | 16 | 25200 | 8.5 | 15400 | 1 | HRCU-A-CB |  |  | 175 | 558 | Yes
5244941 | Discontinued | Systems | SOFTSOUND SXT+ R410A HP | COMFORTMAKER | CCH624GKA* |  | EA*4X24*17A*+WALLCON | *9MA*0801714A** | 23600 | 12.5 | 16 | 25400 | 8.7 | 15300 | 1 | HRCU-A-CB |  |  | 175 | 545 | Yes
5244829 | Discontinued | Systems | SOFTSOUND SXT+ R410A HP | COMFORTMAKER | CCH624GKA* |  | EA*4X30*14A* | *8MX*0451408** | 23800 | 12.5 | 15.7 | 25600 | 8.7 | 15500 | 1 | HRCU-A-CB |  |  | 179 | 545 | Yes
5426534 | Discontinued | Systems | SOFTSOUND SXT+ R410A HP | COMFORTMAKER | CCH624GKA* |  | EA*4X30*14A* | MV08**14C* | 23400 | 12.7 | 16.2 | 25200 | 8.8 | 15200 | 1 | HRCU-A-CB |  |  | 171 | 539 | Yes
5244875 | Discontinued | Systems | SOFTSOUND SXT+ R410A HP | COMFORTMAKER | CCH624GKA* |  | EA*4X30*14A*+WALLCON | *8MV*0701412** | 23600 | 12.7 | 16 | 25400 | 8.7 | 15300 | 1 | HRCU-A-CB |  |  | 175 | 545 | Yes
5244982 | Discontinued | Systems | SOFTSOUND SXT+ R410A HP | COMFORTMAKER | CCH624GKA* |  | EA*4X30*17A* | *9MV*0601714A** | 23600 | 12.5 | 16 | 25400 | 8.7 | 15400 | 1 | HRCU-A-CB |  |  | 175 | 545 | Yes
5244983 | Discontinued | Systems | SOFTSOUND SXT+ R410A HP | COMFORTMAKER | CCH624GKA* |  | EA*4X30*17A* | *9MV*0801716A** | 23800 | 12.7 | 16 | 25400 | 9 | 15400 | 1 | HRCU-A-CB |  |  | 176 | 527 | Yes
5426535 | Discontinued | Systems | SOFTSOUND SXT+ R410A HP | COMFORTMAKER | CCH624GKA* |  | EA*4X30*17A* | MV08**14C* | 23600 | 12.7 | 16.2 | 25200 | 8.8 | 15200 | 1 | HRCU-A-CB |  |  | 172 | 539 | Yes
5426536 | Discontinued | Systems | SOFTSOUND SXT+ R410A HP | COMFORTMAKER | CCH624GKA* |  | EA*4X30*17A* | MV12**17C* | 23600 | 12.7 | 16.2 | 25200 | 8.8 | 15200 | 1 | HRCU-A-CB |  |  | 172 | 539 | Yes
5426563 | Discontinued | Systems | SOFTSOUND SXT+ R410A HP | COMFORTMAKER | CCH624GKA* |  | EA*4X30*17A* | NOMV106D12* | 24200 | 12.7 | 15.7 | 25800 | 8.5 | 15600 | 1 | HRCU-A-CB |  |  | 183 | 558 | Yes
5689785 | Active | Systems | SOFTSOUND SXT+ R410A HP | COMFORTMAKER | CCH624GKA* |  | EA*4X30*17A* | OMV098J12* | 23800 | 12.5 | 16 | 25600 | 8.7 | 15500 | 1 | HRCU-A-CB |  |  | 176 | 545 | Yes
5244832 | Discontinued | Systems | SOFTSOUND SXT+ R410A HP | COMFORTMAKER | CCH624GKA* |  | EA*4X30*17A* | OMV112K14A | 23600 | 12.7 | 16.2 | 25200 | 9 | 15300 | 1 | HRCU-A-CB |  |  | 172 | 527 | Yes
5244876 | Discontinued | Systems | SOFTSOUND SXT+ R410A HP | COMFORTMAKER | CCH624GKA* |  | EA*4X30*17A*+WALLCON | *8MV*0901716** | 23800 | 13 | 16.2 | 25200 | 8.7 | 15200 | 1 | HRCU-A-CB |  |  | 174 | 545 | Yes
5244942 | Discontinued | Systems | SOFTSOUND SXT+ R410A HP | COMFORTMAKER | CCH624GKA* |  | EA*4X30*17A*+WALLCON | *9MA*0601714A** | 23600 | 12.5 | 16 | 25200 | 8.7 | 15400 | 1 | HRCU-A-CB |  |  | 175 | 545 | Yes
5244943 | Discontinued | Systems | SOFTSOUND SXT+ R410A HP | COMFORTMAKER | CCH624GKA* |  | EA*4X30*17A*+WALLCON | *9MA*0801714A** | 23600 | 12.5 | 16 | 25400 | 8.7 | 15400 | 1 | HRCU-A-CB |  |  | 175 | 545 | Yes
5244833 | Discontinued | Systems | SOFTSOUND SXT+ R410A HP | COMFORTMAKER | CCH624GKA* |  | EA*4X36*14A* | *8MX*0451408** | 23800 | 12.5 | 16 | 25600 | 8.7 | 15500 | 1 | HRCU-A-CB |  |  | 176 | 545 | Yes
5426537 | Discontinued | Systems | SOFTSOUND SXT+ R410A HP | COMFORTMAKER | CCH624GKA* |  | EA*4X36*14A* | MV08**14C* | 23600 | 12.7 | 16.2 | 25200 | 8.8 | 15200 | 1 | HRCU-A-CB |  |  | 172 | 539 | Yes
5244877 | Discontinued | Systems | SOFTSOUND SXT+ R410A HP | COMFORTMAKER | CCH624GKA* |  | EA*4X36*14A*+WALLCON | *8MV*0701412** | 23800 | 12.7 | 16.2 | 25000 | 8.7 | 15300 | 1 | HRCU-A-CB |  |  | 174 | 545 | Yes
5244986 | Discontinued | Systems | SOFTSOUND SXT+ R410A HP | COMFORTMAKER | CCH624GKA* |  | EA*4X36*17A* | *9MV*0601714A** | 23600 | 12.5 | 16 | 25000 | 9 | 15400 | 1 | HRCU-A-CB |  |  | 175 | 527 | Yes
5244987 | Discontinued | Systems | SOFTSOUND SXT+ R410A HP | COMFORTMAKER | CCH624GKA* |  | EA*4X36*17A* | *9MV*0801716A** | 23800 | 12.7 | 16 | 25000 | 9 | 15400 | 1 | HRCU-A-CB |  |  | 176 | 527 | Yes
5426538 | Discontinued | Systems | SOFTSOUND SXT+ R410A HP | COMFORTMAKER | CCH624GKA* |  | EA*4X36*17A* | MV08**14C* | 23600 | 12.7 | 16.2 | 25200 | 8.8 | 15200 | 1 | HRCU-A-CB |  |  | 172 | 539 | Yes
5426539 | Discontinued | Systems | SOFTSOUND SXT+ R410A HP | COMFORTMAKER | CCH624GKA* |  | EA*4X36*17A* | MV12**17C* | 23800 | 13 | 16.2 | 25200 | 9 | 15200 | 1 | HRCU-A-CB |  |  | 174 | 527 | Yes
5426564 | Discontinued | Systems | SOFTSOUND SXT+ R410A HP | COMFORTMAKER | CCH624GKA* |  | EA*4X36*17A* | NOMV106D12* | 24200 | 12.7 | 16 | 25800 | 8.5 | 15600 | 1 | HRCU-A-CB |  |  | 179 | 558 | Yes
5689798 | Active | Systems | SOFTSOUND SXT+ R410A HP | COMFORTMAKER | CCH624GKA* |  | EA*4X36*17A* | OMV098J12* | 23800 | 12.5 | 16 | 25600 | 8.7 | 15500 | 1 | HRCU-A-CB |  |  | 176 | 545 | Yes
5244836 | Discontinued | Systems | SOFTSOUND SXT+ R410A HP | COMFORTMAKER | CCH624GKA* |  | EA*4X36*17A* | OMV112K14A | 23600 | 13 | 16.2 | 25200 | 9 | 15300 | 1 | HRCU-A-CB |  |  | 172 | 527 | Yes
5244878 | Discontinued | Systems | SOFTSOUND SXT+ R410A HP | COMFORTMAKER | CCH624GKA* |  | EA*4X36*17A*+WALLCON | *8MV*0901716** | 23800 | 13 | 16.2 | 25000 | 8.7 | 15300 | 1 | HRCU-A-CB |  |  | 174 | 545 | Yes
5244944 | Discontinued | Systems | SOFTSOUND SXT+ R410A HP | COMFORTMAKER | CCH624GKA* |  | EA*4X36*17A*+WALLCON | *9MA*0601714A** | 23600 | 12.5 | 16 | 25000 | 8.7 | 15400 | 1 | HRCU-A-CB |  |  | 175 | 545 | Yes
5244945 | Discontinued | Systems | SOFTSOUND SXT+ R410A HP | COMFORTMAKER | CCH624GKA* |  | EA*4X36*17A*+WALLCON | *9MA*0801714A** | 23800 | 12.7 | 16 | 25000 | 8.7 | 15400 | 1 | HRCU-A-CB |  |  | 176 | 545 | Yes
5244988 | Discontinued | Systems | SOFTSOUND SXT+ R410A HP | COMFORTMAKER | CCH624GKA* |  | EA*4X36*21A* | *9MV*0601714A** | 23800 | 12.7 | 16 | 25000 | 9 | 15400 | 1 | HRCU-A-CB |  |  | 176 | 527 | Yes
5244989 | Discontinued | Systems | SOFTSOUND SXT+ R410A HP | COMFORTMAKER | CCH624GKA* |  | EA*4X36*21A* | *9MV*0801716A** | 24000 | 13 | 16.2 | 25200 | 9 | 15400 | 1 | HRCU-A-CB |  |  | 175 | 527 | Yes
5245029 | Discontinued | Systems | SOFTSOUND SXT+ R410A HP | COMFORTMAKER | CCH624GKA* |  | EA*4X36*21A* | *9MV*0802120A** | 24200 | 13 | 16.5 | 25400 | 9.2 | 15500 | 1 | HRCU-A-CB |  |  | 174 | 515 | Yes
5245030 | Discontinued | Systems | SOFTSOUND SXT+ R410A HP | COMFORTMAKER | CCH624GKA* |  | EA*4X36*21A* | *9MV*1002120A** | 24600 | 13 | 16.5 | 25600 | 9.5 | 15600 | 1 | HRCU-A-CB |  |  | 177 | 499 | Yes
5426540 | Discontinued | Systems | SOFTSOUND SXT+ R410A HP | COMFORTMAKER | CCH624GKA* |  | EA*4X36*21A* | MV12**17C* | 23800 | 13 | 16.5 | 25200 | 9 | 15200 | 1 | HRCU-A-CB |  |  | 171 | 527 | Yes
5426565 | Discontinued | Systems | SOFTSOUND SXT+ R410A HP | COMFORTMAKER | CCH624GKA* |  | EA*4X36*21A* | NOMV106D12* | 24400 | 12.7 | 16 | 25800 | 8.5 | 15500 | 1 | HRCU-A-CB |  |  | 181 | 558 | Yes
5244879 | Discontinued | Systems | SOFTSOUND SXT+ R410A HP | COMFORTMAKER | CCH624GKA* |  | EA*4X36*21A*+WALLCON | *8MV*1102120** | 23800 | 13 | 16.5 | 25000 | 9.2 | 15300 | 1 | HRCU-A-CB |  |  | 171 | 515 | Yes
5244946 | Discontinued | Systems | SOFTSOUND SXT+ R410A HP | COMFORTMAKER | CCH624GKA* |  | EA*4X36*21A*+WALLCON | *9MA*0601714A** | 23600 | 12.5 | 16 | 25000 | 8.7 | 15400 | 1 | HRCU-A-CB |  |  | 175 | 545 | Yes
5245039 | Discontinued | Systems | SOFTSOUND SXT+ R410A HP | COMFORTMAKER | CCH624GKA* |  | EA*4X36*21A*+WALLCON | *9MA*0602120A** | 24000 | 12.5 | 15.7 | 25400 | 8.5 | 15900 | 1 | HRCU-A-CB |  |  | 181 | 558 | Yes
5244947 | Discontinued | Systems | SOFTSOUND SXT+ R410A HP | COMFORTMAKER | CCH624GKA* |  | EA*4X36*21A*+WALLCON | *9MA*0801714A** | 23800 | 12.7 | 16 | 25000 | 8.7 | 15300 | 1 | HRCU-A-CB |  |  | 176 | 545 | Yes
5245040 | Discontinued | Systems | SOFTSOUND SXT+ R410A HP | COMFORTMAKER | CCH624GKA* |  | EA*4X36*21A*+WALLCON | *9MA*0802120A** | 24000 | 12.5 | 16.2 | 25400 | 9 | 15800 | 1 | HRCU-A-CB |  |  | 175 | 527 | Yes
5245041 | Discontinued | Systems | SOFTSOUND SXT+ R410A HP | COMFORTMAKER | CCH624GKA* |  | EA*4X36*21A*+WALLCON | *9MA*1002122A** | 24000 | 12.5 | 16.2 | 25400 | 9 | 15800 | 1 | HRCU-A-CB |  |  | 175 | 527 | Yes
5244990 | Discontinued | Systems | SOFTSOUND SXT+ R410A HP | COMFORTMAKER | CCH624GKA* |  | ED*4X36F** | *9MV*0601714A** | 23600 | 12.5 | 16 | 25000 | 9 | 15400 | 1 | HRCU-A-CB |  |  | 175 | 527 | Yes
5244991 | Discontinued | Systems | SOFTSOUND SXT+ R410A HP | COMFORTMAKER | CCH624GKA* |  | ED*4X36F** | *9MV*0801716A** | 23800 | 12.7 | 16 | 25000 | 9 | 15400 | 1 | HRCU-A-CB |  |  | 176 | 527 | Yes
5244948 | Discontinued | Systems | SOFTSOUND SXT+ R410A HP | COMFORTMAKER | CCH624GKA* |  | ED*4X36F**+WALLCON | *9MA*0601714A** | 23600 | 12.5 | 15.7 | 25000 | 8.5 | 15400 | 1 | HRCU-A-CB |  |  | 178 | 558 | Yes
5244949 | Discontinued | Systems | SOFTSOUND SXT+ R410A HP | COMFORTMAKER | CCH624GKA* |  | ED*4X36F**+WALLCON | *9MA*0801714A** | 23800 | 12.7 | 16 | 25000 | 8.5 | 15400 | 1 | HRCU-A-CB |  |  | 176 | 558 | Yes
5244860 | Discontinued | Systems | SOFTSOUND SXT+ R410A HP | COMFORTMAKER | CCH624GKA* |  | EHD4X24A** | *8MX*0451408** | 23600 | 12.5 | 15.5 | 25400 | 8.5 | 15400 | 1 | HRCU-A-CB |  |  | 180 | 558 | Yes
5245019 | Discontinued | Systems | SOFTSOUND SXT+ R410A HP | COMFORTMAKER | CCH624GKA* |  | EHD4X24A** | *9MV*0801716A** | 23200 | 12.5 | 15.7 | 25200 | 8.5 | 15300 | 1 | HRCU-A-CB |  |  | 175 | 558 | Yes
5245033 | Discontinued | Systems | SOFTSOUND SXT+ R410A HP | COMFORTMAKER | CCH624GKA* |  | EHD4X24A** | *9MV*0802120A** | 23000 | 12.5 | 15.7 | 25000 | 8.7 | 15200 | 1 | HRCU-A-CB |  |  | 173 | 545 | Yes
5245034 | Discontinued | Systems | SOFTSOUND SXT+ R410A HP | COMFORTMAKER | CCH624GKA* |  | EHD4X24A** | *9MV*1002120A** | 23200 | 12.5 | 15.7 | 25000 | 8.7 | 15200 | 1 | HRCU-A-CB |  |  | 175 | 545 | Yes
5245020 | Discontinued | Systems | SOFTSOUND SXT+ R410A HP | COMFORTMAKER | CCH624GKA* |  | EHD4X24A** | *9MV*1202422A** | 23200 | 12.5 | 15.7 | 25200 | 8.7 | 15200 | 1 | HRCU-A-CB |  |  | 175 | 545 | Yes
5426556 | Discontinued | Systems | SOFTSOUND SXT+ R410A HP | COMFORTMAKER | CCH624GKA* |  | EHD4X24A** | MV08**14C* | 23600 | 12.7 | 16 | 25400 | 8.5 | 15300 | 1 | HRCU-A-CB |  |  | 175 | 558 | Yes
5426557 | Discontinued | Systems | SOFTSOUND SXT+ R410A HP | COMFORTMAKER | CCH624GKA* |  | EHD4X24A** | MV12**17C* | 23600 | 12.7 | 16.2 | 25400 | 8.8 | 15300 | 1 | HRCU-A-CB |  |  | 172 | 539 | Yes
5244863 | Discontinued | Systems | SOFTSOUND SXT+ R410A HP | COMFORTMAKER | CCH624GKA* |  | EHD4X24A** | OMV112K14A | 23600 | 12.5 | 16 | 25400 | 8.7 | 15400 | 1 | HRCU-A-CB |  |  | 175 | 545 | Yes
5244898 | Discontinued | Systems | SOFTSOUND SXT+ R410A HP | COMFORTMAKER | CCH624GKA* |  | EHD4X24A**+WALLCON | *8MV*0701412** | 23800 | 12.7 | 16 | 25400 | 8.7 | 15400 | 1 | HRCU-A-CB |  |  | 176 | 545 | Yes
5244899 | Discontinued | Systems | SOFTSOUND SXT+ R410A HP | COMFORTMAKER | CCH624GKA* |  | EHD4X24A**+WALLCON | *8MV*0901716** | 23800 | 12.7 | 16 | 25400 | 8.7 | 15300 | 1 | HRCU-A-CB |  |  | 176 | 545 | Yes
5244900 | Discontinued | Systems | SOFTSOUND SXT+ R410A HP | COMFORTMAKER | CCH624GKA* |  | EHD4X24A**+WALLCON | *8MV*1102120** | 23800 | 12.7 | 16 | 25600 | 9 | 15400 | 1 | HRCU-A-CB |  |  | 176 | 527 | Yes
5244901 | Discontinued | Systems | SOFTSOUND SXT+ R410A HP | COMFORTMAKER | CCH624GKA* |  | EHD4X24A**+WALLCON | *8MV*1352422** | 23800 | 12.7 | 16 | 25400 | 9 | 15400 | 1 | HRCU-A-CB |  |  | 176 | 527 | Yes
5244967 | Discontinued | Systems | SOFTSOUND SXT+ R410A HP | COMFORTMAKER | CCH624GKA* |  | EHD4X24A**+WALLCON | *9MA*0601714A** | 23600 | 12.5 | 15.5 | 25400 | 8.5 | 15500 | 1 | HRCU-A-CB |  |  | 180 | 558 | Yes
5244968 | Discontinued | Systems | SOFTSOUND SXT+ R410A HP | COMFORTMAKER | CCH624GKA* |  | EHD4X24A**+WALLCON | *9MA*0801714A** | 23600 | 12.5 | 15.7 | 25600 | 8.7 | 15400 | 1 | HRCU-A-CB |  |  | 178 | 545 | Yes
5245046 | Discontinued | Systems | SOFTSOUND SXT+ R410A HP | COMFORTMAKER | CCH624GKA* |  | EHD4X24A**+WALLCON | *9MA*0802120A** | 24000 | 12.5 | 15.7 | 25600 | 8.7 | 15900 | 1 | HRCU-A-CB |  |  | 181 | 545 | Yes
5245047 | Discontinued | Systems | SOFTSOUND SXT+ R410A HP | COMFORTMAKER | CCH624GKA* |  | EHD4X24A**+WALLCON | *9MA*1002122A** | 24000 | 12.5 | 15.7 | 25600 | 8.7 | 15900 | 1 | HRCU-A-CB |  |  | 181 | 545 | Yes
5244969 | Discontinued | Systems | SOFTSOUND SXT+ R410A HP | COMFORTMAKER | CCH624GKA* |  | EHD4X24A**+WALLCON | *9MA*1202422A** | 23600 | 12.5 | 15.7 | 25400 | 9 | 15400 | 1 | HRCU-A-CB |  |  | 178 | 527 | Yes
5244864 | Discontinued | Systems | SOFTSOUND SXT+ R410A HP | COMFORTMAKER | CCH624GKA* |  | EHD4X30A** | *8MX*0451408** | 23800 | 12.5 | 16 | 25600 | 8.7 | 15500 | 1 | HRCU-A-CB |  |  | 176 | 545 | Yes
5245022 | Discontinued | Systems | SOFTSOUND SXT+ R410A HP | COMFORTMAKER | CCH624GKA* |  | EHD4X30A** | *9MV*0601714A** | 23400 | 12.5 | 16 | 25400 | 8.7 | 15300 | 1 | HRCU-A-CB |  |  | 173 | 545 | Yes
5245023 | Discontinued | Systems | SOFTSOUND SXT+ R410A HP | COMFORTMAKER | CCH624GKA* |  | EHD4X30A** | *9MV*0801716A** | 23600 | 12.7 | 16 | 25400 | 8.7 | 15300 | 1 | HRCU-A-CB |  |  | 175 | 545 | Yes
5245035 | Discontinued | Systems | SOFTSOUND SXT+ R410A HP | COMFORTMAKER | CCH624GKA* |  | EHD4X30A** | *9MV*0802120A** | 23600 | 12.7 | 16 | 25400 | 9 | 15300 | 1 | HRCU-A-CB |  |  | 175 | 527 | Yes
5245036 | Discontinued | Systems | SOFTSOUND SXT+ R410A HP | COMFORTMAKER | CCH624GKA* |  | EHD4X30A** | *9MV*1002120A** | 23800 | 12.7 | 16.2 | 25600 | 9 | 15400 | 1 | HRCU-A-CB |  |  | 174 | 527 | Yes
5245024 | Discontinued | Systems | SOFTSOUND SXT+ R410A HP | COMFORTMAKER | CCH624GKA* |  | EHD4X30A** | *9MV*1202422A** | 23800 | 12.7 | 16 | 25400 | 9 | 15300 | 1 | HRCU-A-CB |  |  | 176 | 527 | Yes
5244937 | Discontinued | Systems | SOFTSOUND SXT+ R410A HP | COMFORTMAKER | CCH624GKA* |  | EHD4X30A** | *9MX*0601714A** | 24600 | 12.5 | 16 | 25800 | 9 | 16000 | 1 | HRCU-A-CB |  |  | 182 | 527 | Yes
5426558 | Discontinued | Systems | SOFTSOUND SXT+ R410A HP | COMFORTMAKER | CCH624GKA* |  | EHD4X30A** | MV08**14C* | 23600 | 12.7 | 16.2 | 25200 | 8.8 | 15200 | 1 | HRCU-A-CB |  |  | 172 | 539 | Yes
5426559 | Discontinued | Systems | SOFTSOUND SXT+ R410A HP | COMFORTMAKER | CCH624GKA* |  | EHD4X30A** | MV12**17C* | 23800 | 12.7 | 16.2 | 25400 | 8.8 | 15300 | 1 | HRCU-A-CB |  |  | 174 | 539 | Yes
5426574 | Discontinued | Systems | SOFTSOUND SXT+ R410A HP | COMFORTMAKER | CCH624GKA* |  | EHD4X30A** | NOMV106D12* | 24200 | 12.5 | 15.7 | 26000 | 8.5 | 15700 | 1 | HRCU-A-CB |  |  | 183 | 558 | Yes
5689910 | Active | Systems | SOFTSOUND SXT+ R410A HP | COMFORTMAKER | CCH624GKA* |  | EHD4X30A** | OMV098J12* | 23800 | 12.5 | 16 | 25800 | 8.7 | 15500 | 1 | HRCU-A-CB |  |  | 176 | 545 | Yes
5244867 | Discontinued | Systems | SOFTSOUND SXT+ R410A HP | COMFORTMAKER | CCH624GKA* |  | EHD4X30A** | OMV112K14A | 23800 | 12.7 | 16 | 25400 | 9 | 15300 | 1 | HRCU-A-CB |  |  | 176 | 527 | Yes
5244902 | Discontinued | Systems | SOFTSOUND SXT+ R410A HP | COMFORTMAKER | CCH624GKA* |  | EHD4X30A**+WALLCON | *8MV*0701412** | 23800 | 12.7 | 16.2 | 25400 | 8.7 | 15300 | 1 | HRCU-A-CB |  |  | 174 | 545 | Yes
5244903 | Discontinued | Systems | SOFTSOUND SXT+ R410A HP | COMFORTMAKER | CCH624GKA* |  | EHD4X30A**+WALLCON | *8MV*0901716** | 23800 | 13 | 16.2 | 25400 | 8.7 | 15300 | 1 | HRCU-A-CB |  |  | 174 | 545 | Yes
5244904 | Discontinued | Systems | SOFTSOUND SXT+ R410A HP | COMFORTMAKER | CCH624GKA* |  | EHD4X30A**+WALLCON | *8MV*1102120** | 23800 | 13 | 16.2 | 25400 | 9 | 15300 | 1 | HRCU-A-CB |  |  | 174 | 527 | Yes
5244905 | Discontinued | Systems | SOFTSOUND SXT+ R410A HP | COMFORTMAKER | CCH624GKA* |  | EHD4X30A**+WALLCON | *8MV*1352422** | 23800 | 13 | 16.5 | 25400 | 9 | 15300 | 1 | HRCU-A-CB |  |  | 171 | 527 | Yes
5244970 | Discontinued | Systems | SOFTSOUND SXT+ R410A HP | COMFORTMAKER | CCH624GKA* |  | EHD4X30A**+WALLCON | *9MA*0601714A** | 23600 | 12.5 | 16 | 25400 | 8.7 | 15400 | 1 | HRCU-A-CB |  |  | 175 | 545 | Yes
5244971 | Discontinued | Systems | SOFTSOUND SXT+ R410A HP | COMFORTMAKER | CCH624GKA* |  | EHD4X30A**+WALLCON | *9MA*0801714A** | 23800 | 12.5 | 16 | 25600 | 8.7 | 15400 | 1 | HRCU-A-CB |  |  | 176 | 545 | Yes
5245049 | Discontinued | Systems | SOFTSOUND SXT+ R410A HP | COMFORTMAKER | CCH624GKA* |  | EHD4X30A**+WALLCON | *9MA*0802120A** | 24000 | 12.5 | 16 | 25600 | 8.7 | 15900 | 1 | HRCU-A-CB |  |  | 178 | 545 | Yes
5245050 | Discontinued | Systems | SOFTSOUND SXT+ R410A HP | COMFORTMAKER | CCH624GKA* |  | EHD4X30A**+WALLCON | *9MA*1002122A** | 24000 | 12.5 | 16 | 25600 | 8.7 | 15900 | 1 | HRCU-A-CB |  |  | 178 | 545 | Yes
5244972 | Discontinued | Systems | SOFTSOUND SXT+ R410A HP | COMFORTMAKER | CCH624GKA* |  | EHD4X30A**+WALLCON | *9MA*1202422A** | 23800 | 12.7 | 16 | 25400 | 9 | 15400 | 1 | HRCU-A-CB |  |  | 176 | 527 | Yes
5244868 | Discontinued | Systems | SOFTSOUND SXT+ R410A HP | COMFORTMAKER | CCH624GKA* |  | EHD4X36A** | *8MX*0451408** | 24000 | 12.5 | 16 | 25000 | 9 | 15500 | 1 | HRCU-A-CB |  |  | 178 | 527 | Yes
5245026 | Discontinued | Systems | SOFTSOUND SXT+ R410A HP | COMFORTMAKER | CCH624GKA* |  | EHD4X36A** | *9MV*0601714A** | 23600 | 12.5 | 16 | 25200 | 9 | 15400 | 1 | HRCU-A-CB |  |  | 175 | 527 | Yes
5245027 | Discontinued | Systems | SOFTSOUND SXT+ R410A HP | COMFORTMAKER | CCH624GKA* |  | EHD4X36A** | *9MV*0801716A** | 23800 | 12.7 | 16 | 25200 | 9 | 15400 | 1 | HRCU-A-CB |  |  | 176 | 527 | Yes
5245037 | Discontinued | Systems | SOFTSOUND SXT+ R410A HP | COMFORTMAKER | CCH624GKA* |  | EHD4X36A** | *9MV*0802120A** | 24000 | 13 | 16.2 | 25200 | 9.2 | 15400 | 1 | HRCU-A-CB |  |  | 175 | 515 | Yes
5245038 | Discontinued | Systems | SOFTSOUND SXT+ R410A HP | COMFORTMAKER | CCH624GKA* |  | EHD4X36A** | *9MV*1002120A** | 24200 | 13 | 16.2 | 25800 | 9.2 | 15500 | 1 | HRCU-A-CB |  |  | 177 | 515 | Yes
5245028 | Discontinued | Systems | SOFTSOUND SXT+ R410A HP | COMFORTMAKER | CCH624GKA* |  | EHD4X36A** | *9MV*1202422A** | 24000 | 13 | 16.2 | 25400 | 9.2 | 15500 | 1 | HRCU-A-CB |  |  | 175 | 515 | Yes
5244939 | Discontinued | Systems | SOFTSOUND SXT+ R410A HP | COMFORTMAKER | CCH624GKA* |  | EHD4X36A** | *9MX*0601714A** | 24800 | 12.5 | 16 | 25000 | 9 | 16100 | 1 | HRCU-A-CB |  |  | 184 | 527 | Yes
5426560 | Discontinued | Systems | SOFTSOUND SXT+ R410A HP | COMFORTMAKER | CCH624GKA* |  | EHD4X36A** | MV08**14C* | 23600 | 12.7 | 16.2 | 25400 | 8.8 | 15300 | 1 | HRCU-A-CB |  |  | 172 | 539 | Yes
5426561 | Discontinued | Systems | SOFTSOUND SXT+ R410A HP | COMFORTMAKER | CCH624GKA* |  | EHD4X36A** | MV12**17C* | 23800 | 13 | 16.2 | 25400 | 9 | 15300 | 1 | HRCU-A-CB |  |  | 174 | 527 | Yes
5426575 | Discontinued | Systems | SOFTSOUND SXT+ R410A HP | COMFORTMAKER | CCH624GKA* |  | EHD4X36A** | NOMV106D12* | 24400 | 12.7 | 15.7 | 26000 | 8.5 | 15600 | 1 | HRCU-A-CB |  |  | 184 | 558 | Yes
5689932 | Active | Systems | SOFTSOUND SXT+ R410A HP | COMFORTMAKER | CCH624GKA* |  | EHD4X36A** | OLV098A12* | 23800 | 12.5 | 15.5 | 25000 | 8.5 | 15500 | 1 | HRCU-A-CB |  |  | 182 | 558 | Yes
5689922 | Active | Systems | SOFTSOUND SXT+ R410A HP | COMFORTMAKER | CCH624GKA* |  | EHD4X36A** | OMV098J12* | 23800 | 12.5 | 16 | 25000 | 8.7 | 15500 | 1 | HRCU-A-CB |  |  | 176 | 545 | Yes
5244871 | Discontinued | Systems | SOFTSOUND SXT+ R410A HP | COMFORTMAKER | CCH624GKA* |  | EHD4X36A** | OMV112K14A | 23800 | 12.7 | 16.2 | 25000 | 9 | 15300 | 1 | HRCU-A-CB |  |  | 174 | 527 | Yes
5244906 | Discontinued | Systems | SOFTSOUND SXT+ R410A HP | COMFORTMAKER | CCH624GKA* |  | EHD4X36A**+WALLCON | *8MV*0701412** | 23800 | 13 | 16.2 | 25000 | 8.7 | 15300 | 1 | HRCU-A-CB |  |  | 174 | 545 | Yes
5244907 | Discontinued | Systems | SOFTSOUND SXT+ R410A HP | COMFORTMAKER | CCH624GKA* |  | EHD4X36A**+WALLCON | *8MV*0901716** | 23800 | 13 | 16.2 | 25000 | 9 | 15300 | 1 | HRCU-A-CB |  |  | 174 | 527 | Yes
5244908 | Discontinued | Systems | SOFTSOUND SXT+ R410A HP | COMFORTMAKER | CCH624GKA* |  | EHD4X36A**+WALLCON | *8MV*1102120** | 23800 | 13 | 16.5 | 25000 | 9.2 | 15300 | 1 | HRCU-A-CB |  |  | 171 | 515 | Yes
5244909 | Discontinued | Systems | SOFTSOUND SXT+ R410A HP | COMFORTMAKER | CCH624GKA* |  | EHD4X36A**+WALLCON | *8MV*1352422** | 23800 | 13 | 16.5 | 25000 | 9.2 | 15300 | 1 | HRCU-A-CB |  |  | 171 | 515 | Yes
5244973 | Discontinued | Systems | SOFTSOUND SXT+ R410A HP | COMFORTMAKER | CCH624GKA* |  | EHD4X36A**+WALLCON | *9MA*0601714A** | 23800 | 12.5 | 16 | 25000 | 8.7 | 15400 | 1 | HRCU-A-CB |  |  | 176 | 545 | Yes
5245051 | Discontinued | Systems | SOFTSOUND SXT+ R410A HP | COMFORTMAKER | CCH624GKA* |  | EHD4X36A**+WALLCON | *9MA*0602120A** | 24000 | 12.5 | 15.7 | 25600 | 8.7 | 15900 | 1 | HRCU-A-CB |  |  | 181 | 545 | Yes
5244974 | Discontinued | Systems | SOFTSOUND SXT+ R410A HP | COMFORTMAKER | CCH624GKA* |  | EHD4X36A**+WALLCON | *9MA*0801714A** | 23800 | 12.7 | 16 | 25000 | 8.7 | 15400 | 1 | HRCU-A-CB |  |  | 176 | 545 | Yes
5245052 | Discontinued | Systems | SOFTSOUND SXT+ R410A HP | COMFORTMAKER | CCH624GKA* |  | EHD4X36A**+WALLCON | *9MA*0802120A** | 24000 | 12.5 | 16 | 25600 | 9 | 15900 | 1 | HRCU-A-CB |  |  | 178 | 527 | Yes
5245053 | Discontinued | Systems | SOFTSOUND SXT+ R410A HP | COMFORTMAKER | CCH624GKA* |  | EHD4X36A**+WALLCON | *9MA*1002122A** | 24000 | 12.5 | 16 | 25600 | 9 | 15900 | 1 | HRCU-A-CB |  |  | 178 | 527 | Yes
5244975 | Discontinued | Systems | SOFTSOUND SXT+ R410A HP | COMFORTMAKER | CCH624GKA* |  | EHD4X36A**+WALLCON | *9MA*1202422A** | 23800 | 12.7 | 16.2 | 25000 | 9 | 15400 | 1 | HRCU-A-CB |  |  | 174 | 527 | Yes
5244837 | Discontinued | Systems | SOFTSOUND SXT+ R410A HP | COMFORTMAKER | CCH624GKA* |  | EN(A,D)4X24*14** | *8MX*0451408** | 23600 | 12.5 | 15.7 | 25600 | 8.5 | 15400 | 1 | HRCU-A-CB |  |  | 178 | 558 | Yes
5426541 | Discontinued | Systems | SOFTSOUND SXT+ R410A HP | COMFORTMAKER | CCH624GKA* |  | EN(A,D)4X24*14** | MV08**14C* | 23600 | 12.7 | 16.2 | 25400 | 8.5 | 15200 | 1 | HRCU-A-CB |  |  | 172 | 558 | Yes
5244880 | Discontinued | Systems | SOFTSOUND SXT+ R410A HP | COMFORTMAKER | CCH624GKA* |  | EN(A,D)4X24*14**+WALLCON | *8MV*0701412** | 23800 | 12.7 | 16 | 25400 | 8.7 | 15300 | 1 | HRCU-A-CB |  |  | 176 | 545 | Yes
5244994 | Discontinued | Systems | SOFTSOUND SXT+ R410A HP | COMFORTMAKER | CCH624GKA* |  | EN(A,D)4X24*17** | *9MV*0601714A** | 23200 | 12.5 | 15.7 | 25200 | 8.5 | 15300 | 1 | HRCU-A-CB |  |  | 175 | 558 | Yes
5244995 | Discontinued | Systems | SOFTSOUND SXT+ R410A HP | COMFORTMAKER | CCH624GKA* |  | EN(A,D)4X24*17** | *9MV*0801716A** | 23400 | 12.5 | 16 | 25400 | 8.7 | 15300 | 1 | HRCU-A-CB |  |  | 173 | 545 | Yes
5244921 | Discontinued | Systems | SOFTSOUND SXT+ R410A HP | COMFORTMAKER | CCH624GKA* |  | EN(A,D)4X24*17** | *9MX*0601714A** | 24400 | 12.5 | 16 | 25600 | 9 | 15900 | 1 | HRCU-A-CB |  |  | 181 | 527 | Yes
5426542 | Discontinued | Systems | SOFTSOUND SXT+ R410A HP | COMFORTMAKER | CCH624GKA* |  | EN(A,D)4X24*17** | MV08**14C* | 23600 | 12.7 | 16.2 | 25400 | 8.5 | 15200 | 1 | HRCU-A-CB |  |  | 172 | 558 | Yes
5426543 | Discontinued | Systems | SOFTSOUND SXT+ R410A HP | COMFORTMAKER | CCH624GKA* |  | EN(A,D)4X24*17** | MV12**17C* | 23800 | 12.7 | 16.2 | 25400 | 8.8 | 15300 | 1 | HRCU-A-CB |  |  | 174 | 539 | Yes
5689808 | Active | Systems | SOFTSOUND SXT+ R410A HP | COMFORTMAKER | CCH624GKA* |  | EN(A,D)4X24*17** | OMV098J12* | 23800 | 12.5 | 16 | 25800 | 8.5 | 15500 | 1 | HRCU-A-CB |  |  | 176 | 558 | Yes
5244840 | Discontinued | Systems | SOFTSOUND SXT+ R410A HP | COMFORTMAKER | CCH624GKA* |  | EN(A,D)4X24*17** | OMV112K14A | 23600 | 12.5 | 16 | 25400 | 8.7 | 15300 | 1 | HRCU-A-CB |  |  | 175 | 545 | Yes
5244881 | Discontinued | Systems | SOFTSOUND SXT+ R410A HP | COMFORTMAKER | CCH624GKA* |  | EN(A,D)4X24*17**+WALLCON | *8MV*0901716** | 23800 | 12.7 | 16.2 | 25400 | 8.7 | 15300 | 1 | HRCU-A-CB |  |  | 174 | 545 | Yes
5244950 | Discontinued | Systems | SOFTSOUND SXT+ R410A HP | COMFORTMAKER | CCH624GKA* |  | EN(A,D)4X24*17**+WALLCON | *9MA*0601714A** | 23600 | 12.5 | 15.7 | 25400 | 8.5 | 15400 | 1 | HRCU-A-CB |  |  | 178 | 558 | Yes
5244951 | Discontinued | Systems | SOFTSOUND SXT+ R410A HP | COMFORTMAKER | CCH624GKA* |  | EN(A,D)4X24*17**+WALLCON | *9MA*0801714A** | 23600 | 12.5 | 15.7 | 25600 | 8.7 | 15400 | 1 | HRCU-A-CB |  |  | 178 | 545 | Yes
5244841 | Discontinued | Systems | SOFTSOUND SXT+ R410A HP | COMFORTMAKER | CCH624GKA* |  | EN(A,D)4X30*14** | *8MX*0451408** | 23600 | 12.5 | 15.7 | 25400 | 8.7 | 15400 | 1 | HRCU-A-CB |  |  | 178 | 545 | Yes
5426544 | Discontinued | Systems | SOFTSOUND SXT+ R410A HP | COMFORTMAKER | CCH624GKA* |  | EN(A,D)4X30*14** | MV08**14C* | 23400 | 12.7 | 16.2 | 25200 | 8.8 | 15200 | 1 | HRCU-A-CB |  |  | 171 | 539 | Yes
5244882 | Discontinued | Systems | SOFTSOUND SXT+ R410A HP | COMFORTMAKER | CCH624GKA* |  | EN(A,D)4X30*14**+WALLCON | *8MV*0701412** | 23600 | 12.7 | 16 | 25400 | 8.7 | 15300 | 1 | HRCU-A-CB |  |  | 175 | 545 | Yes
5244998 | Discontinued | Systems | SOFTSOUND SXT+ R410A HP | COMFORTMAKER | CCH624GKA* |  | EN(A,D)4X30*17** | *9MV*0601714A** | 23600 | 12.5 | 16 | 25400 | 8.7 | 15400 | 1 | HRCU-A-CB |  |  | 175 | 545 | Yes
5244999 | Discontinued | Systems | SOFTSOUND SXT+ R410A HP | COMFORTMAKER | CCH624GKA* |  | EN(A,D)4X30*17** | *9MV*0801716A** | 23600 | 12.7 | 16 | 25400 | 9 | 15400 | 1 | HRCU-A-CB |  |  | 175 | 527 | Yes
5244924 | Discontinued | Systems | SOFTSOUND SXT+ R410A HP | COMFORTMAKER | CCH624GKA* |  | EN(A,D)4X30*17** | *9MX*0601714A** | 24600 | 12.5 | 16 | 25800 | 9 | 16000 | 1 | HRCU-A-CB |  |  | 182 | 527 | Yes
5426545 | Discontinued | Systems | SOFTSOUND SXT+ R410A HP | COMFORTMAKER | CCH624GKA* |  | EN(A,D)4X30*17** | MV08**14C* | 23600 | 12.7 | 16.2 | 25200 | 8.8 | 15200 | 1 | HRCU-A-CB |  |  | 172 | 539 | Yes
5426546 | Discontinued | Systems | SOFTSOUND SXT+ R410A HP | COMFORTMAKER | CCH624GKA* |  | EN(A,D)4X30*17** | MV12**17C* | 23600 | 12.7 | 16.2 | 25200 | 8.8 | 15300 | 1 | HRCU-A-CB |  |  | 172 | 539 | Yes
5426567 | Discontinued | Systems | SOFTSOUND SXT+ R410A HP | COMFORTMAKER | CCH624GKA* |  | EN(A,D)4X30*17** | NOMV106D12* | 24200 | 12.7 | 15.7 | 25800 | 8.5 | 15600 | 1 | HRCU-A-CB |  |  | 183 | 558 | Yes
5689827 | Active | Systems | SOFTSOUND SXT+ R410A HP | COMFORTMAKER | CCH624GKA* |  | EN(A,D)4X30*17** | OMV098J12* | 23800 | 12.5 | 16 | 25600 | 8.7 | 15500 | 1 | HRCU-A-CB |  |  | 176 | 545 | Yes
5244844 | Discontinued | Systems | SOFTSOUND SXT+ R410A HP | COMFORTMAKER | CCH624GKA* |  | EN(A,D)4X30*17** | OMV112K14A | 23600 | 12.7 | 16.2 | 25200 | 9 | 15300 | 1 | HRCU-A-CB |  |  | 172 | 527 | Yes
5244883 | Discontinued | Systems | SOFTSOUND SXT+ R410A HP | COMFORTMAKER | CCH624GKA* |  | EN(A,D)4X30*17**+WALLCON | *8MV*0901716** | 23800 | 13 | 16.2 | 25200 | 8.7 | 15300 | 1 | HRCU-A-CB |  |  | 174 | 545 | Yes
5244952 | Discontinued | Systems | SOFTSOUND SXT+ R410A HP | COMFORTMAKER | CCH624GKA* |  | EN(A,D)4X30*17**+WALLCON | *9MA*0601714A** | 23600 | 12.5 | 16 | 25400 | 8.7 | 15400 | 1 | HRCU-A-CB |  |  | 175 | 545 | Yes
5244953 | Discontinued | Systems | SOFTSOUND SXT+ R410A HP | COMFORTMAKER | CCH624GKA* |  | EN(A,D)4X30*17**+WALLCON | *9MA*0801714A** | 23600 | 12.5 | 16 | 25400 | 8.7 | 15400 | 1 | HRCU-A-CB |  |  | 175 | 545 | Yes
5245003 | Discontinued | Systems | SOFTSOUND SXT+ R410A HP | COMFORTMAKER | CCH624GKA* |  | EN(A,D)4X36*21** | *9MV*0601714A** | 23600 | 12.5 | 16 | 25000 | 8.7 | 15400 | 1 | HRCU-A-CB |  |  | 175 | 545 | Yes
5245004 | Discontinued | Systems | SOFTSOUND SXT+ R410A HP | COMFORTMAKER | CCH624GKA* |  | EN(A,D)4X36*21** | *9MV*0801716A** | 23600 | 12.7 | 16 | 25000 | 9 | 15400 | 1 | HRCU-A-CB |  |  | 175 | 527 | Yes
5245031 | Discontinued | Systems | SOFTSOUND SXT+ R410A HP | COMFORTMAKER | CCH624GKA* |  | EN(A,D)4X36*21** | *9MV*0802120A** | 23800 | 13 | 16.2 | 25000 | 9 | 15400 | 1 | HRCU-A-CB |  |  | 174 | 527 | Yes
5245032 | Discontinued | Systems | SOFTSOUND SXT+ R410A HP | COMFORTMAKER | CCH624GKA* |  | EN(A,D)4X36*21** | *9MV*1002120A** | 24000 | 13 | 16.2 | 25200 | 9.2 | 15500 | 1 | HRCU-A-CB |  |  | 175 | 515 | Yes
5244927 | Discontinued | Systems | SOFTSOUND SXT+ R410A HP | COMFORTMAKER | CCH624GKA* |  | EN(A,D)4X36*21** | *9MX*0601714A** | 24600 | 12.5 | 16 | 26400 | 9 | 16000 | 1 | HRCU-A-CB |  |  | 182 | 527 | Yes
5426549 | Discontinued | Systems | SOFTSOUND SXT+ R410A HP | COMFORTMAKER | CCH624GKA* |  | EN(A,D)4X36*21** | MV12**17C* | 23600 | 12.7 | 16.2 | 25200 | 8.8 | 15300 | 1 | HRCU-A-CB |  |  | 172 | 539 | Yes
5426569 | Discontinued | Systems | SOFTSOUND SXT+ R410A HP | COMFORTMAKER | CCH624GKA* |  | EN(A,D)4X36*21** | NOMV106D12* | 24200 | 12.7 | 16 | 25800 | 8.5 | 15600 | 1 | HRCU-A-CB |  |  | 179 | 558 | Yes
5244885 | Discontinued | Systems | SOFTSOUND SXT+ R410A HP | COMFORTMAKER | CCH624GKA* |  | EN(A,D)4X36*21**+WALLCON | *8MV*1102120** | 23800 | 13 | 16.5 | 25000 | 9.2 | 15300 | 1 | HRCU-A-CB |  |  | 171 | 515 | Yes
5244956 | Discontinued | Systems | SOFTSOUND SXT+ R410A HP | COMFORTMAKER | CCH624GKA* |  | EN(A,D)4X36*21**+WALLCON | *9MA*0601714A** | 23600 | 12.5 | 15.7 | 25000 | 8.7 | 15400 | 1 | HRCU-A-CB |  |  | 178 | 545 | Yes
5245042 | Discontinued | Systems | SOFTSOUND SXT+ R410A HP | COMFORTMAKER | CCH624GKA* |  | EN(A,D)4X36*21**+WALLCON | *9MA*0602120A** | 24000 | 12.5 | 15.7 | 25400 | 8.5 | 15900 | 1 | HRCU-A-CB |  |  | 181 | 558 | Yes
5244957 | Discontinued | Systems | SOFTSOUND SXT+ R410A HP | COMFORTMAKER | CCH624GKA* |  | EN(A,D)4X36*21**+WALLCON | *9MA*0801714A** | 23600 | 12.5 | 16 | 25000 | 8.7 | 15400 | 1 | HRCU-A-CB |  |  | 175 | 545 | Yes
5245043 | Discontinued | Systems | SOFTSOUND SXT+ R410A HP | COMFORTMAKER | CCH624GKA* |  | EN(A,D)4X36*21**+WALLCON | *9MA*0802120A** | 24000 | 12.5 | 16 | 25400 | 9 | 15800 | 1 | HRCU-A-CB |  |  | 178 | 527 | Yes
5245044 | Discontinued | Systems | SOFTSOUND SXT+ R410A HP | COMFORTMAKER | CCH624GKA* |  | EN(A,D)4X36*21**+WALLCON | *9MA*1002122A** | 24000 | 12.5 | 16 | 25400 | 9 | 15800 | 1 | HRCU-A-CB |  |  | 178 | 527 | Yes
5245001 | Discontinued | Systems | SOFTSOUND SXT+ R410A HP | COMFORTMAKER | CCH624GKA* |  | EN(A,D,W)4X36*17** | *9MV*0601714A** | 23600 | 12.5 | 16 | 25000 | 8.7 | 15400 | 1 | HRCU-A-CB |  |  | 175 | 545 | Yes
5245002 | Discontinued | Systems | SOFTSOUND SXT+ R410A HP | COMFORTMAKER | CCH624GKA* |  | EN(A,D,W)4X36*17** | *9MV*0801716A** | 23600 | 12.7 | 16 | 25000 | 9 | 15400 | 1 | HRCU-A-CB |  |  | 175 | 527 | Yes
5244926 | Discontinued | Systems | SOFTSOUND SXT+ R410A HP | COMFORTMAKER | CCH624GKA* |  | EN(A,D,W)4X36*17** | *9MX*0601714A** | 24600 | 12.5 | 16 | 25000 | 9 | 16000 | 1 | HRCU-A-CB |  |  | 182 | 527 | Yes
5426547 | Discontinued | Systems | SOFTSOUND SXT+ R410A HP | COMFORTMAKER | CCH624GKA* |  | EN(A,D,W)4X36*17** | MV08**14C* | 23600 | 12.7 | 16.2 | 25200 | 8.8 | 15200 | 1 | HRCU-A-CB |  |  | 172 | 539 | Yes
5426548 | Discontinued | Systems | SOFTSOUND SXT+ R410A HP | COMFORTMAKER | CCH624GKA* |  | EN(A,D,W)4X36*17** | MV12**17C* | 23600 | 12.7 | 16.2 | 25200 | 8.8 | 15300 | 1 | HRCU-A-CB |  |  | 172 | 539 | Yes
5426568 | Discontinued | Systems | SOFTSOUND SXT+ R410A HP | COMFORTMAKER | CCH624GKA* |  | EN(A,D,W)4X36*17** | NOMV106D12* | 24200 | 12.7 | 15.7 | 25800 | 8.5 | 15600 | 1 | HRCU-A-CB |  |  | 183 | 558 | Yes
5689839 | Active | Systems | SOFTSOUND SXT+ R410A HP | COMFORTMAKER | CCH624GKA* |  | EN(A,D,W)4X36*17** | OMV098J12* | 23800 | 12.5 | 16 | 25000 | 8.7 | 15500 | 1 | HRCU-A-CB |  |  | 176 | 545 | Yes
5244847 | Discontinued | Systems | SOFTSOUND SXT+ R410A HP | COMFORTMAKER | CCH624GKA* |  | EN(A,D,W)4X36*17** | OMV112K14A | 23600 | 12.7 | 16.2 | 25000 | 9 | 15300 | 1 | HRCU-A-CB |  |  | 172 | 527 | Yes
5244884 | Discontinued | Systems | SOFTSOUND SXT+ R410A HP | COMFORTMAKER | CCH624GKA* |  | EN(A,D,W)4X36*17**+WALLCON | *8MV*0901716** | 23800 | 13 | 16.2 | 25000 | 8.7 | 15300 | 1 | HRCU-A-CB |  |  | 174 | 545 | Yes
5244954 | Discontinued | Systems | SOFTSOUND SXT+ R410A HP | COMFORTMAKER | CCH624GKA* |  | EN(A,D,W)4X36*17**+WALLCON | *9MA*0601714A** | 23600 | 12.5 | 16 | 25000 | 8.7 | 15400 | 1 | HRCU-A-CB |  |  | 175 | 545 | Yes
5244955 | Discontinued | Systems | SOFTSOUND SXT+ R410A HP | COMFORTMAKER | CCH624GKA* |  | EN(A,D,W)4X36*17**+WALLCON | *9MA*0801714A** | 23600 | 12.5 | 16 | 25000 | 8.7 | 15400 | 1 | HRCU-A-CB |  |  | 175 | 545 | Yes
5244848 | Discontinued | Systems | SOFTSOUND SXT+ R410A HP | COMFORTMAKER | CCH624GKA* |  | ENH4X24*17** | *8MX*0451408** | 23600 | 12.5 | 15.7 | 25600 | 8.5 | 15400 | 1 | HRCU-A-CB |  |  | 178 | 558 | Yes
5245006 | Discontinued | Systems | SOFTSOUND SXT+ R410A HP | COMFORTMAKER | CCH624GKA* |  | ENH4X24*17** | *9MV*0601714A** | 23200 | 12.5 | 15.7 | 25200 | 8.5 | 15300 | 1 | HRCU-A-CB |  |  | 175 | 558 | Yes
5245007 | Discontinued | Systems | SOFTSOUND SXT+ R410A HP | COMFORTMAKER | CCH624GKA* |  | ENH4X24*17** | *9MV*0801716A** | 23400 | 12.5 | 16 | 25400 | 8.7 | 15300 | 1 | HRCU-A-CB |  |  | 173 | 545 | Yes
5245008 | Discontinued | Systems | SOFTSOUND SXT+ R410A HP | COMFORTMAKER | CCH624GKA* |  | ENH4X24*17** | *9MV*1202422A** | 23400 | 12.5 | 16 | 24800 | 8.5 | 15200 | 1 | HRCU-A-CB |  |  | 173 | 558 | Yes
5244929 | Discontinued | Systems | SOFTSOUND SXT+ R410A HP | COMFORTMAKER | CCH624GKA* |  | ENH4X24*17** | *9MX*0601714A** | 24400 | 12.5 | 16 | 25600 | 9 | 15900 | 1 | HRCU-A-CB |  |  | 181 | 527 | Yes
5426550 | Discontinued | Systems | SOFTSOUND SXT+ R410A HP | COMFORTMAKER | CCH624GKA* |  | ENH4X24*17** | MV08**14C* | 23600 | 12.7 | 16.2 | 25400 | 8.5 | 15200 | 1 | HRCU-A-CB |  |  | 172 | 558 | Yes
5426551 | Discontinued | Systems | SOFTSOUND SXT+ R410A HP | COMFORTMAKER | CCH624GKA* |  | ENH4X24*17** | MV12**17C* | 23800 | 12.7 | 16.2 | 25400 | 8.8 | 15300 | 1 | HRCU-A-CB |  |  | 174 | 539 | Yes
5689853 | Active | Systems | SOFTSOUND SXT+ R410A HP | COMFORTMAKER | CCH624GKA* |  | ENH4X24*17** | OMV098J12* | 23800 | 12.5 | 16 | 25800 | 8.5 | 15500 | 1 | HRCU-A-CB |  |  | 176 | 558 | Yes
5244851 | Discontinued | Systems | SOFTSOUND SXT+ R410A HP | COMFORTMAKER | CCH624GKA* |  | ENH4X24*17** | OMV112K14A | 23600 | 12.5 | 16 | 25400 | 8.7 | 15300 | 1 | HRCU-A-CB |  |  | 175 | 545 | Yes
5244886 | Discontinued | Systems | SOFTSOUND SXT+ R410A HP | COMFORTMAKER | CCH624GKA* |  | ENH4X24*17**+WALLCON | *8MV*0701412** | 23800 | 12.7 | 16 | 25400 | 8.7 | 15300 | 1 | HRCU-A-CB |  |  | 176 | 545 | Yes
5244887 | Discontinued | Systems | SOFTSOUND SXT+ R410A HP | COMFORTMAKER | CCH624GKA* |  | ENH4X24*17**+WALLCON | *8MV*0901716** | 23800 | 12.7 | 16.2 | 25400 | 8.7 | 15300 | 1 | HRCU-A-CB |  |  | 174 | 545 | Yes
5244888 | Discontinued | Systems | SOFTSOUND SXT+ R410A HP | COMFORTMAKER | CCH624GKA* |  | ENH4X24*17**+WALLCON | *8MV*1102120** | 23800 | 12.7 | 16 | 25200 | 9 | 15400 | 1 | HRCU-A-CB |  |  | 176 | 527 | Yes
5244889 | Discontinued | Systems | SOFTSOUND SXT+ R410A HP | COMFORTMAKER | CCH624GKA* |  | ENH4X24*17**+WALLCON | *8MV*1352422** | 23800 | 12.7 | 16.2 | 25000 | 9 | 15300 | 1 | HRCU-A-CB |  |  | 174 | 527 | Yes
5244958 | Discontinued | Systems | SOFTSOUND SXT+ R410A HP | COMFORTMAKER | CCH624GKA* |  | ENH4X24*17**+WALLCON | *9MA*0601714A** | 23600 | 12.5 | 15.7 | 25400 | 8.5 | 15400 | 1 | HRCU-A-CB |  |  | 178 | 558 | Yes
5244959 | Discontinued | Systems | SOFTSOUND SXT+ R410A HP | COMFORTMAKER | CCH624GKA* |  | ENH4X24*17**+WALLCON | *9MA*0801714A** | 23600 | 12.5 | 15.7 | 25600 | 8.7 | 15400 | 1 | HRCU-A-CB |  |  | 178 | 545 | Yes
5244960 | Discontinued | Systems | SOFTSOUND SXT+ R410A HP | COMFORTMAKER | CCH624GKA* |  | ENH4X24*17**+WALLCON | *9MA*1202422A** | 23600 | 12.5 | 16 | 25400 | 9 | 15400 | 1 | HRCU-A-CB |  |  | 175 | 527 | Yes
5244852 | Discontinued | Systems | SOFTSOUND SXT+ R410A HP | COMFORTMAKER | CCH624GKA* |  | ENH4X30*17** | *8MX*0451408** | 23800 | 12.5 | 16 | 25600 | 8.7 | 15500 | 1 | HRCU-A-CB |  |  | 176 | 545 | Yes
5245010 | Discontinued | Systems | SOFTSOUND SXT+ R410A HP | COMFORTMAKER | CCH624GKA* |  | ENH4X30*17** | *9MV*0601714A** | 23600 | 12.5 | 16 | 25400 | 8.7 | 15400 | 1 | HRCU-A-CB |  |  | 175 | 545 | Yes
5245011 | Discontinued | Systems | SOFTSOUND SXT+ R410A HP | COMFORTMAKER | CCH624GKA* |  | ENH4X30*17** | *9MV*0801716A** | 23600 | 12.7 | 16 | 25400 | 9 | 15400 | 1 | HRCU-A-CB |  |  | 175 | 527 | Yes
5245012 | Discontinued | Systems | SOFTSOUND SXT+ R410A HP | COMFORTMAKER | CCH624GKA* |  | ENH4X30*17** | *9MV*1202422A** | 23800 | 12.7 | 16.2 | 25000 | 9 | 15400 | 1 | HRCU-A-CB |  |  | 174 | 527 | Yes
5244931 | Discontinued | Systems | SOFTSOUND SXT+ R410A HP | COMFORTMAKER | CCH624GKA* |  | ENH4X30*17** | *9MX*0601714A** | 24600 | 12.5 | 16 | 25800 | 9 | 16000 | 1 | HRCU-A-CB |  |  | 182 | 527 | Yes
5426552 | Discontinued | Systems | SOFTSOUND SXT+ R410A HP | COMFORTMAKER | CCH624GKA* |  | ENH4X30*17** | MV08**14C* | 23600 | 12.7 | 16.2 | 25200 | 8.8 | 15200 | 1 | HRCU-A-CB |  |  | 172 | 539 | Yes
5426553 | Discontinued | Systems | SOFTSOUND SXT+ R410A HP | COMFORTMAKER | CCH624GKA* |  | ENH4X30*17** | MV12**17C* | 23600 | 12.7 | 16.2 | 25200 | 8.8 | 15300 | 1 | HRCU-A-CB |  |  | 172 | 539 | Yes
5426571 | Discontinued | Systems | SOFTSOUND SXT+ R410A HP | COMFORTMAKER | CCH624GKA* |  | ENH4X30*17** | NOMV106D12* | 24200 | 12.7 | 15.7 | 25800 | 8.5 | 15600 | 1 | HRCU-A-CB |  |  | 183 | 558 | Yes
5689864 | Active | Systems | SOFTSOUND SXT+ R410A HP | COMFORTMAKER | CCH624GKA* |  | ENH4X30*17** | OMV098J12* | 23800 | 12.5 | 16 | 25600 | 8.7 | 15500 | 1 | HRCU-A-CB |  |  | 176 | 545 | Yes
5244855 | Discontinued | Systems | SOFTSOUND SXT+ R410A HP | COMFORTMAKER | CCH624GKA* |  | ENH4X30*17** | OMV112K14A | 23600 | 12.7 | 16.2 | 25200 | 9 | 15300 | 1 | HRCU-A-CB |  |  | 172 | 527 | Yes
5244890 | Discontinued | Systems | SOFTSOUND SXT+ R410A HP | COMFORTMAKER | CCH624GKA* |  | ENH4X30*17**+WALLCON | *8MV*0701412** | 23800 | 12.7 | 16.2 | 25400 | 8.7 | 15300 | 1 | HRCU-A-CB |  |  | 174 | 545 | Yes
5244891 | Discontinued | Systems | SOFTSOUND SXT+ R410A HP | COMFORTMAKER | CCH624GKA* |  | ENH4X30*17**+WALLCON | *8MV*0901716** | 23800 | 13 | 16.2 | 25200 | 8.7 | 15300 | 1 | HRCU-A-CB |  |  | 174 | 545 | Yes
5244892 | Discontinued | Systems | SOFTSOUND SXT+ R410A HP | COMFORTMAKER | CCH624GKA* |  | ENH4X30*17**+WALLCON | *8MV*1102120** | 23800 | 13 | 16.5 | 25000 | 9 | 15300 | 1 | HRCU-A-CB |  |  | 171 | 527 | Yes
5244893 | Discontinued | Systems | SOFTSOUND SXT+ R410A HP | COMFORTMAKER | CCH624GKA* |  | ENH4X30*17**+WALLCON | *8MV*1352422** | 23800 | 13 | 16.5 | 24800 | 9 | 15300 | 1 | HRCU-A-CB |  |  | 171 | 527 | Yes
5244961 | Discontinued | Systems | SOFTSOUND SXT+ R410A HP | COMFORTMAKER | CCH624GKA* |  | ENH4X30*17**+WALLCON | *9MA*0601714A** | 23600 | 12.5 | 15.7 | 25400 | 8.7 | 15400 | 1 | HRCU-A-CB |  |  | 178 | 545 | Yes
5244962 | Discontinued | Systems | SOFTSOUND SXT+ R410A HP | COMFORTMAKER | CCH624GKA* |  | ENH4X30*17**+WALLCON | *9MA*0801714A** | 23600 | 12.5 | 16 | 25400 | 8.7 | 15400 | 1 | HRCU-A-CB |  |  | 175 | 545 | Yes
5244963 | Discontinued | Systems | SOFTSOUND SXT+ R410A HP | COMFORTMAKER | CCH624GKA* |  | ENH4X30*17**+WALLCON | *9MA*1202422A** | 23600 | 12.7 | 16 | 25000 | 9 | 15300 | 1 | HRCU-A-CB |  |  | 175 | 527 | Yes
5244856 | Discontinued | Systems | SOFTSOUND SXT+ R410A HP | COMFORTMAKER | CCH624GKA* |  | ENH4X36*17** | *8MX*0451408** | 23800 | 12.5 | 16 | 25000 | 8.7 | 15500 | 1 | HRCU-A-CB |  |  | 176 | 545 | Yes
5245014 | Discontinued | Systems | SOFTSOUND SXT+ R410A HP | COMFORTMAKER | CCH624GKA* |  | ENH4X36*17** | *9MV*0601714A** | 23600 | 12.5 | 16 | 25000 | 8.7 | 15400 | 1 | HRCU-A-CB |  |  | 175 | 545 | Yes
5245015 | Discontinued | Systems | SOFTSOUND SXT+ R410A HP | COMFORTMAKER | CCH624GKA* |  | ENH4X36*17** | *9MV*0801716A** | 23600 | 12.7 | 16 | 25000 | 9 | 15400 | 1 | HRCU-A-CB |  |  | 175 | 527 | Yes
5245016 | Discontinued | Systems | SOFTSOUND SXT+ R410A HP | COMFORTMAKER | CCH624GKA* |  | ENH4X36*17** | *9MV*1202422A** | 23800 | 12.7 | 16.2 | 25000 | 9 | 15400 | 1 | HRCU-A-CB |  |  | 174 | 527 | Yes
5244933 | Discontinued | Systems | SOFTSOUND SXT+ R410A HP | COMFORTMAKER | CCH624GKA* |  | ENH4X36*17** | *9MX*0601714A** | 24600 | 12.5 | 16 | 25000 | 9 | 16000 | 1 | HRCU-A-CB |  |  | 182 | 527 | Yes
5426554 | Discontinued | Systems | SOFTSOUND SXT+ R410A HP | COMFORTMAKER | CCH624GKA* |  | ENH4X36*17** | MV08**14C* | 23600 | 12.7 | 16.2 | 25200 | 8.8 | 15200 | 1 | HRCU-A-CB |  |  | 172 | 539 | Yes
5426555 | Discontinued | Systems | SOFTSOUND SXT+ R410A HP | COMFORTMAKER | CCH624GKA* |  | ENH4X36*17** | MV12**17C* | 23600 | 12.7 | 16.2 | 25200 | 8.8 | 15300 | 1 | HRCU-A-CB |  |  | 172 | 539 | Yes
5426572 | Discontinued | Systems | SOFTSOUND SXT+ R410A HP | COMFORTMAKER | CCH624GKA* |  | ENH4X36*17** | NOMV106D12* | 24200 | 12.7 | 15.7 | 25800 | 8.5 | 15600 | 1 | HRCU-A-CB |  |  | 183 | 558 | Yes
5689882 | Active | Systems | SOFTSOUND SXT+ R410A HP | COMFORTMAKER | CCH624GKA* |  | ENH4X36*17** | OMV098J12* | 23800 | 12.5 | 16 | 25000 | 8.7 | 15500 | 1 | HRCU-A-CB |  |  | 176 | 545 | Yes
5244859 | Discontinued | Systems | SOFTSOUND SXT+ R410A HP | COMFORTMAKER | CCH624GKA* |  | ENH4X36*17** | OMV112K14A | 23600 | 12.7 | 16.2 | 25000 | 9 | 15300 | 1 | HRCU-A-CB |  |  | 172 | 527 | Yes
5244894 | Discontinued | Systems | SOFTSOUND SXT+ R410A HP | COMFORTMAKER | CCH624GKA* |  | ENH4X36*17**+WALLCON | *8MV*0701412** | 23800 | 12.7 | 16.2 | 25000 | 8.7 | 15300 | 1 | HRCU-A-CB |  |  | 174 | 545 | Yes
5244895 | Discontinued | Systems | SOFTSOUND SXT+ R410A HP | COMFORTMAKER | CCH624GKA* |  | ENH4X36*17**+WALLCON | *8MV*0901716** | 23800 | 13 | 16.2 | 25000 | 8.7 | 15300 | 1 | HRCU-A-CB |  |  | 174 | 545 | Yes
5244896 | Discontinued | Systems | SOFTSOUND SXT+ R410A HP | COMFORTMAKER | CCH624GKA* |  | ENH4X36*17**+WALLCON | *8MV*1102120** | 23800 | 13 | 16.2 | 25000 | 9 | 15300 | 1 | HRCU-A-CB |  |  | 174 | 527 | Yes
5244897 | Discontinued | Systems | SOFTSOUND SXT+ R410A HP | COMFORTMAKER | CCH624GKA* |  | ENH4X36*17**+WALLCON | *8MV*1352422** | 23800 | 13 | 16.5 | 25000 | 9 | 15300 | 1 | HRCU-A-CB |  |  | 171 | 527 | Yes
5244964 | Discontinued | Systems | SOFTSOUND SXT+ R410A HP | COMFORTMAKER | CCH624GKA* |  | ENH4X36*17**+WALLCON | *9MA*0601714A** | 23600 | 12.5 | 15.7 | 25000 | 8.7 | 15400 | 1 | HRCU-A-CB |  |  | 178 | 545 | Yes
5244965 | Discontinued | Systems | SOFTSOUND SXT+ R410A HP | COMFORTMAKER | CCH624GKA* |  | ENH4X36*17**+WALLCON | *9MA*0801714A** | 23600 | 12.5 | 16 | 25000 | 8.7 | 15400 | 1 | HRCU-A-CB |  |  | 175 | 545 | Yes
5244966 | Discontinued | Systems | SOFTSOUND SXT+ R410A HP | COMFORTMAKER | CCH624GKA* |  | ENH4X36*17**+WALLCON | *9MA*1202422A** | 23600 | 12.7 | 16 | 25000 | 9 | 15300 | 1 | HRCU-A-CB |  |  | 175 | 527 | Yes
5244910 | Discontinued | Systems | SOFTSOUND SXT+ R410A HP | COMFORTMAKER | CCH624GKA* |  | FCM4X24****+WALLCON |  | 23800 | 13 | 16.2 | 25400 | 9 | 15300 | 1 | HRCU-A-CB |  |  | 174 | 527 | Yes
5244911 | Discontinued | Systems | SOFTSOUND SXT+ R410A HP | COMFORTMAKER | CCH624GKA* |  | FCM4X36****+WALLCON |  | 24000 | 13 | 16.5 | 25200 | 9 | 15200 | 1 | HRCU-A-CB |  |  | 172 | 527 | Yes
5244804 | Discontinued | Systems | SOFTSOUND SXT+ R410A HP | COMFORTMAKER | CCH624GKA* |  | FVM4X24**** |  | 23800 | 13 | 16.5 | 25400 | 9 | 15300 | 1 | HRCU-A-CB | Yes |  | 171 | 527 | Yes
5244872 | Discontinued | Systems | SOFTSOUND SXT+ R410A HP | COMFORTMAKER | CCH624GKA* |  | FVM4X36**** |  | 23800 | 13 | 16.5 | 25200 | 9 | 15200 | 1 | HRCU-A-CB |  |  | 171 | 527 | Yes
5482644 | Discontinued | Systems | SOFTSOUND SXT+ R410A HP | COMFORTMAKER | CCH624GKA2* |  | EA*4X24*14A* | *8MX*0451408** | 23600 | 12.7 | 16.2 | 25000 | 8.5 | 15400 | 1 | HRCU-A-CB |  |  | 172 | 558 | Yes
5482868 | Discontinued | Systems | SOFTSOUND SXT+ R410A HP | COMFORTMAKER | CCH624GKA2* |  | EA*4X24*14A* | MV08**14C* | 23600 | 12.7 | 16.7 | 25000 | 8.5 | 15200 | 1 | HRCU-A-CB |  |  | 167 | 558 | Yes
5482692 | Discontinued | Systems | SOFTSOUND SXT+ R410A HP | COMFORTMAKER | CCH624GKA2* |  | EA*4X24*14A*+WALLCON | *8MV*0701412** | 23600 | 13 | 16.7 | 25000 | 8.5 | 15300 | 1 | HRCU-A-CB |  |  | 167 | 558 | Yes
5482812 | Discontinued | Systems | SOFTSOUND SXT+ R410A HP | COMFORTMAKER | CCH624GKA2* |  | EA*4X24*17A* | *9MV*0601714A** | 23400 | 12.7 | 16.2 | 25000 | 8.5 | 15300 | 1 | HRCU-A-CB |  |  | 171 | 558 | Yes
5482813 | Discontinued | Systems | SOFTSOUND SXT+ R410A HP | COMFORTMAKER | CCH624GKA2* |  | EA*4X24*17A* | *9MV*0801716A** | 23600 | 12.7 | 16.5 | 25000 | 9 | 15300 | 1 | HRCU-A-CB |  |  | 169 | 527 | Yes
5482733 | Discontinued | Systems | SOFTSOUND SXT+ R410A HP | COMFORTMAKER | CCH624GKA2* |  | EA*4X24*17A* | *9MX*0601714A** | 24400 | 12.5 | 16.5 | 25000 | 9 | 15900 | 1 | HRCU-A-CB |  |  | 175 | 527 | Yes
5482869 | Discontinued | Systems | SOFTSOUND SXT+ R410A HP | COMFORTMAKER | CCH624GKA2* |  | EA*4X24*17A* | MV08**14C* | 23600 | 13 | 16.7 | 25000 | 8.5 | 15200 | 1 | HRCU-A-CB |  |  | 167 | 558 | Yes
5482870 | Discontinued | Systems | SOFTSOUND SXT+ R410A HP | COMFORTMAKER | CCH624GKA2* |  | EA*4X24*17A* | MV12**17C* | 23600 | 13 | 16.7 | 25000 | 9 | 15200 | 1 | HRCU-A-CB |  |  | 167 | 527 | Yes
5482899 | Discontinued | Systems | SOFTSOUND SXT+ R410A HP | COMFORTMAKER | CCH624GKA2* |  | EA*4X24*17A* | NOMV106D12* | 24200 | 12.7 | 16.2 | 25000 | 8.5 | 15600 | 1 | HRCU-A-CB |  |  | 177 | 558 | Yes
5690934 | Active | Systems | SOFTSOUND SXT+ R410A HP | COMFORTMAKER | CCH624GKA2* |  | EA*4X24*17A* | OLV098A12* | 23800 | 12.7 | 15.7 | 25000 | 8.5 | 15400 | 1 | HRCU-A-CB |  |  | 179 | 558 | Yes
5690932 | Active | Systems | SOFTSOUND SXT+ R410A HP | COMFORTMAKER | CCH624GKA2* |  | EA*4X24*17A* | OMV098J12* | 23800 | 12.7 | 16.5 | 25000 | 8.5 | 15400 | 1 | HRCU-A-CB |  |  | 171 | 558 | Yes
5482647 | Discontinued | Systems | SOFTSOUND SXT+ R410A HP | COMFORTMAKER | CCH624GKA2* |  | EA*4X24*17A* | OMV112K14A | 23600 | 12.7 | 16.7 | 25000 | 9 | 15200 | 1 | HRCU-A-CB |  |  | 167 | 527 | Yes
5482693 | Discontinued | Systems | SOFTSOUND SXT+ R410A HP | COMFORTMAKER | CCH624GKA2* |  | EA*4X24*17A*+WALLCON | *8MV*0901716** | 23800 | 13 | 16.7 | 25000 | 8.5 | 15200 | 1 | HRCU-A-CB |  |  | 169 | 558 | Yes
5482761 | Discontinued | Systems | SOFTSOUND SXT+ R410A HP | COMFORTMAKER | CCH624GKA2* |  | EA*4X24*17A*+WALLCON | *9MA*0601714A** | 23600 | 12.7 | 16.2 | 25000 | 8.5 | 15400 | 1 | HRCU-A-CB |  |  | 172 | 558 | Yes
5482762 | Discontinued | Systems | SOFTSOUND SXT+ R410A HP | COMFORTMAKER | CCH624GKA2* |  | EA*4X24*17A*+WALLCON | *9MA*0801714A** | 23600 | 12.7 | 16.5 | 25000 | 8.5 | 15300 | 1 | HRCU-A-CB |  |  | 169 | 558 | Yes
5482648 | Discontinued | Systems | SOFTSOUND SXT+ R410A HP | COMFORTMAKER | CCH624GKA2* |  | EA*4X30*14A* | *8MX*0451408** | 23800 | 12.7 | 16.2 | 25000 | 9 | 15400 | 1 | HRCU-A-CB |  |  | 174 | 527 | Yes
5482871 | Discontinued | Systems | SOFTSOUND SXT+ R410A HP | COMFORTMAKER | CCH624GKA2* |  | EA*4X30*14A* | MV08**14C* | 23600 | 13 | 16.5 | 25000 | 9 | 15200 | 1 | HRCU-A-CB |  |  | 169 | 527 | Yes
5482694 | Discontinued | Systems | SOFTSOUND SXT+ R410A HP | COMFORTMAKER | CCH624GKA2* |  | EA*4X30*14A*+WALLCON | *8MV*0701412** | 23800 | 13 | 16.7 | 25000 | 9 | 15300 | 1 | HRCU-A-CB |  |  | 169 | 527 | Yes
5482816 | Discontinued | Systems | SOFTSOUND SXT+ R410A HP | COMFORTMAKER | CCH624GKA2* |  | EA*4X30*17A* | *9MV*0601714A** | 23600 | 12.7 | 16.5 | 25000 | 9 | 15300 | 1 | HRCU-A-CB |  |  | 169 | 527 | Yes
5482817 | Discontinued | Systems | SOFTSOUND SXT+ R410A HP | COMFORTMAKER | CCH624GKA2* |  | EA*4X30*17A* | *9MV*0801716A** | 23800 | 13 | 16.7 | 25000 | 9 | 15300 | 1 | HRCU-A-CB |  |  | 169 | 527 | Yes
5482736 | Discontinued | Systems | SOFTSOUND SXT+ R410A HP | COMFORTMAKER | CCH624GKA2* |  | EA*4X30*17A* | *9MX*0601714A** | 24600 | 12.7 | 16.7 | 25000 | 9.2 | 15900 | 1 | HRCU-A-CB |  |  | 174 | 515 | Yes
5482872 | Discontinued | Systems | SOFTSOUND SXT+ R410A HP | COMFORTMAKER | CCH624GKA2* |  | EA*4X30*17A* | MV08**14C* | 23600 | 13 | 16.7 | 25000 | 9 | 15200 | 1 | HRCU-A-CB |  |  | 167 | 527 | Yes
5482873 | Discontinued | Systems | SOFTSOUND SXT+ R410A HP | COMFORTMAKER | CCH624GKA2* |  | EA*4X30*17A* | MV12**17C* | 23800 | 13 | 16.7 | 25000 | 9 | 15200 | 1 | HRCU-A-CB |  |  | 169 | 527 | Yes
5482900 | Discontinued | Systems | SOFTSOUND SXT+ R410A HP | COMFORTMAKER | CCH624GKA2* |  | EA*4X30*17A* | NOMV106D12* | 24200 | 12.7 | 16.2 | 25000 | 8.5 | 15600 | 1 | HRCU-A-CB |  |  | 177 | 558 | Yes
5690948 | Active | Systems | SOFTSOUND SXT+ R410A HP | COMFORTMAKER | CCH624GKA2* |  | EA*4X30*17A* | OLV098A12* | 23800 | 12.7 | 16 | 25000 | 8.5 | 15400 | 1 | HRCU-A-CB |  |  | 176 | 558 | Yes
5690944 | Active | Systems | SOFTSOUND SXT+ R410A HP | COMFORTMAKER | CCH624GKA2* |  | EA*4X30*17A* | OMV098J12* | 23800 | 12.7 | 16.5 | 25000 | 8.5 | 15400 | 1 | HRCU-A-CB |  |  | 171 | 558 | Yes
5482651 | Discontinued | Systems | SOFTSOUND SXT+ R410A HP | COMFORTMAKER | CCH624GKA2* |  | EA*4X30*17A* | OMV112K14A | 23800 | 13 | 16.7 | 25000 | 9 | 15200 | 1 | HRCU-A-CB |  |  | 169 | 527 | Yes
5482695 | Discontinued | Systems | SOFTSOUND SXT+ R410A HP | COMFORTMAKER | CCH624GKA2* |  | EA*4X30*17A*+WALLCON | *8MV*0901716** | 23800 | 13.2 | 16.7 | 25000 | 9 | 15200 | 1 | HRCU-A-CB |  |  | 169 | 527 | Yes
5482763 | Discontinued | Systems | SOFTSOUND SXT+ R410A HP | COMFORTMAKER | CCH624GKA2* |  | EA*4X30*17A*+WALLCON | *9MA*0601714A** | 23600 | 12.7 | 16.2 | 25000 | 8.5 | 15400 | 1 | HRCU-A-CB |  |  | 172 | 558 | Yes
5482764 | Discontinued | Systems | SOFTSOUND SXT+ R410A HP | COMFORTMAKER | CCH624GKA2* |  | EA*4X30*17A*+WALLCON | *9MA*0801714A** | 23800 | 12.7 | 16.5 | 25000 | 8.5 | 15300 | 1 | HRCU-A-CB |  |  | 171 | 558 | Yes
5482652 | Discontinued | Systems | SOFTSOUND SXT+ R410A HP | COMFORTMAKER | CCH624GKA2* |  | EA*4X36*14A* | *8MX*0451408** | 24000 | 12.7 | 16.5 | 25000 | 9 | 15400 | 1 | HRCU-A-CB |  |  | 172 | 527 | Yes
5482874 | Discontinued | Systems | SOFTSOUND SXT+ R410A HP | COMFORTMAKER | CCH624GKA2* |  | EA*4X36*14A* | MV08**14C* | 23600 | 13 | 16.7 | 25000 | 9 | 15200 | 1 | HRCU-A-CB |  |  | 167 | 527 | Yes
5482696 | Discontinued | Systems | SOFTSOUND SXT+ R410A HP | COMFORTMAKER | CCH624GKA2* |  | EA*4X36*14A*+WALLCON | *8MV*0701412** | 23800 | 13 | 16.7 | 25000 | 9 | 15300 | 1 | HRCU-A-CB |  |  | 169 | 527 | Yes
5482820 | Discontinued | Systems | SOFTSOUND SXT+ R410A HP | COMFORTMAKER | CCH624GKA2* |  | EA*4X36*17A* | *9MV*0601714A** | 23800 | 12.7 | 16.5 | 25000 | 9 | 15300 | 1 | HRCU-A-CB |  |  | 171 | 527 | Yes
5482821 | Discontinued | Systems | SOFTSOUND SXT+ R410A HP | COMFORTMAKER | CCH624GKA2* |  | EA*4X36*17A* | *9MV*0801716A** | 24000 | 13 | 16.7 | 25000 | 9 | 15400 | 1 | HRCU-A-CB |  |  | 170 | 527 | Yes
5482739 | Discontinued | Systems | SOFTSOUND SXT+ R410A HP | COMFORTMAKER | CCH624GKA2* |  | EA*4X36*17A* | *9MX*0601714A** | 24800 | 12.7 | 16.7 | 25000 | 9 | 15900 | 1 | HRCU-A-CB |  |  | 176 | 527 | Yes
5482875 | Discontinued | Systems | SOFTSOUND SXT+ R410A HP | COMFORTMAKER | CCH624GKA2* |  | EA*4X36*17A* | MV08**14C* | 23600 | 13 | 16.7 | 25000 | 9 | 15200 | 1 | HRCU-A-CB |  |  | 167 | 527 | Yes
5482876 | Discontinued | Systems | SOFTSOUND SXT+ R410A HP | COMFORTMAKER | CCH624GKA2* |  | EA*4X36*17A* | MV12**17C* | 23800 | 13.2 | 16.7 | 25000 | 9 | 15200 | 1 | HRCU-A-CB |  |  | 169 | 527 | Yes
5482901 | Discontinued | Systems | SOFTSOUND SXT+ R410A HP | COMFORTMAKER | CCH624GKA2* |  | EA*4X36*17A* | NOMV106D12* | 24400 | 13 | 16.2 | 25000 | 8.5 | 15600 | 1 | HRCU-A-CB |  |  | 178 | 558 | Yes
5690965 | Active | Systems | SOFTSOUND SXT+ R410A HP | COMFORTMAKER | CCH624GKA2* |  | EA*4X36*17A* | OLV098A12* | 24000 | 12.7 | 16 | 25000 | 8.5 | 15400 | 1 | HRCU-A-CB |  |  | 178 | 558 | Yes
5690955 | Active | Systems | SOFTSOUND SXT+ R410A HP | COMFORTMAKER | CCH624GKA2* |  | EA*4X36*17A* | OMV098J12* | 24000 | 12.7 | 16.5 | 25000 | 8.5 | 15400 | 1 | HRCU-A-CB |  |  | 172 | 558 | Yes
5482655 | Discontinued | Systems | SOFTSOUND SXT+ R410A HP | COMFORTMAKER | CCH624GKA2* |  | EA*4X36*17A* | OMV112K14A | 23800 | 13 | 16.7 | 25000 | 9 | 15200 | 1 | HRCU-A-CB |  |  | 169 | 527 | Yes
5482697 | Discontinued | Systems | SOFTSOUND SXT+ R410A HP | COMFORTMAKER | CCH624GKA2* |  | EA*4X36*17A*+WALLCON | *8MV*0901716** | 24000 | 13.2 | 16.7 | 25000 | 9 | 15200 | 1 | HRCU-A-CB |  |  | 170 | 527 | Yes
5482765 | Discontinued | Systems | SOFTSOUND SXT+ R410A HP | COMFORTMAKER | CCH624GKA2* |  | EA*4X36*17A*+WALLCON | *9MA*0601714A** | 23800 | 12.7 | 16.2 | 25000 | 8.5 | 15400 | 1 | HRCU-A-CB |  |  | 174 | 558 | Yes
5482766 | Discontinued | Systems | SOFTSOUND SXT+ R410A HP | COMFORTMAKER | CCH624GKA2* |  | EA*4X36*17A*+WALLCON | *9MA*0801714A** | 23800 | 13 | 16.5 | 25000 | 9 | 15300 | 1 | HRCU-A-CB |  |  | 171 | 527 | Yes
5482822 | Discontinued | Systems | SOFTSOUND SXT+ R410A HP | COMFORTMAKER | CCH624GKA2* |  | EA*4X36*21A* | *9MV*0601714A** | 23800 | 13 | 16.7 | 25000 | 9 | 15400 | 1 | HRCU-A-CB |  |  | 169 | 527 | Yes
5482823 | Discontinued | Systems | SOFTSOUND SXT+ R410A HP | COMFORTMAKER | CCH624GKA2* |  | EA*4X36*21A* | *9MV*0801716A** | 24000 | 13 | 16.7 | 25000 | 9 | 15400 | 1 | HRCU-A-CB |  |  | 170 | 527 | Yes
5482824 | Discontinued | Systems | SOFTSOUND SXT+ R410A HP | COMFORTMAKER | CCH624GKA2* |  | EA*4X36*21A* | *9MV*0802120A** | 24400 | 13.2 | 17.2 | 25000 | 9 | 15500 | 1 | HRCU-A-CB |  |  | 168 | 527 | Yes
5482825 | Discontinued | Systems | SOFTSOUND SXT+ R410A HP | COMFORTMAKER | CCH624GKA2* |  | EA*4X36*21A* | *9MV*1002120A** | 24600 | 13.2 | 17.2 | 25000 | 9 | 15600 | 1 | HRCU-A-CB |  |  | 169 | 527 | Yes
5482877 | Discontinued | Systems | SOFTSOUND SXT+ R410A HP | COMFORTMAKER | CCH624GKA2* |  | EA*4X36*21A* | MV12**17C* | 23800 | 13.2 | 17 | 25000 | 9 | 15200 | 1 | HRCU-A-CB |  |  | 166 | 527 | Yes
5482902 | Discontinued | Systems | SOFTSOUND SXT+ R410A HP | COMFORTMAKER | CCH624GKA2* |  | EA*4X36*21A* | NOMV106D12* | 24400 | 13.2 | 16.5 | 25000 | 8.5 | 15600 | 1 | HRCU-A-CB |  |  | 175 | 558 | Yes
5482698 | Discontinued | Systems | SOFTSOUND SXT+ R410A HP | COMFORTMAKER | CCH624GKA2* |  | EA*4X36*21A*+WALLCON | *8MV*1102120** | 24000 | 13.2 | 17.2 | 25000 | 9 | 15200 | 1 | HRCU-A-CB |  |  | 165 | 527 | Yes
5482767 | Discontinued | Systems | SOFTSOUND SXT+ R410A HP | COMFORTMAKER | CCH624GKA2* |  | EA*4X36*21A*+WALLCON | *9MA*0601714A** | 23800 | 12.7 | 16.5 | 25000 | 8.5 | 15300 | 1 | HRCU-A-CB |  |  | 171 | 558 | Yes
5482795 | Discontinued | Systems | SOFTSOUND SXT+ R410A HP | COMFORTMAKER | CCH624GKA2* |  | EA*4X36*21A*+WALLCON | *9MA*0602120A** | 23400 | 12.7 | 16.2 | 25000 | 8.5 | 15300 | 1 | HRCU-A-CB |  |  | 171 | 558 | Yes
5482768 | Discontinued | Systems | SOFTSOUND SXT+ R410A HP | COMFORTMAKER | CCH624GKA2* |  | EA*4X36*21A*+WALLCON | *9MA*0801714A** | 23800 | 13 | 16.5 | 25000 | 9 | 15300 | 1 | HRCU-A-CB |  |  | 171 | 527 | Yes
5482796 | Discontinued | Systems | SOFTSOUND SXT+ R410A HP | COMFORTMAKER | CCH624GKA2* |  | EA*4X36*21A*+WALLCON | *9MA*0802120A** | 23600 | 13 | 16.7 | 25000 | 9 | 15300 | 1 | HRCU-A-CB |  |  | 167 | 527 | Yes
5482797 | Discontinued | Systems | SOFTSOUND SXT+ R410A HP | COMFORTMAKER | CCH624GKA2* |  | EA*4X36*21A*+WALLCON | *9MA*1002122A** | 23600 | 13 | 17 | 25000 | 9 | 15300 | 1 | HRCU-A-CB |  |  | 164 | 527 | Yes
5482679 | Discontinued | Systems | SOFTSOUND SXT+ R410A HP | COMFORTMAKER | CCH624GKA2* |  | EHD4X24A** | *8MX*0451408** | 23600 | 12.7 | 16.2 | 25000 | 8.5 | 15400 | 1 | HRCU-A-CB |  |  | 172 | 558 | Yes
5482851 | Discontinued | Systems | SOFTSOUND SXT+ R410A HP | COMFORTMAKER | CCH624GKA2* |  | EHD4X24A** | *9MV*0601714A** | 23400 | 12.5 | 16 | 25000 | 8.5 | 15300 | 1 | HRCU-A-CB |  |  | 173 | 558 | Yes
5482852 | Discontinued | Systems | SOFTSOUND SXT+ R410A HP | COMFORTMAKER | CCH624GKA2* |  | EHD4X24A** | *9MV*0801716A** | 23400 | 12.7 | 16.2 | 25000 | 8.5 | 15200 | 1 | HRCU-A-CB |  |  | 171 | 558 | Yes
5482853 | Discontinued | Systems | SOFTSOUND SXT+ R410A HP | COMFORTMAKER | CCH624GKA2* |  | EHD4X24A** | *9MV*0802120A** | 23200 | 12.7 | 16.5 | 25000 | 8.5 | 15100 | 1 | HRCU-A-CB |  |  | 166 | 558 | Yes
5482854 | Discontinued | Systems | SOFTSOUND SXT+ R410A HP | COMFORTMAKER | CCH624GKA2* |  | EHD4X24A** | *9MV*1002120A** | 23400 | 12.7 | 16.5 | 25000 | 9 | 15200 | 1 | HRCU-A-CB |  |  | 168 | 527 | Yes
5482855 | Discontinued | Systems | SOFTSOUND SXT+ R410A HP | COMFORTMAKER | CCH624GKA2* |  | EHD4X24A** | *9MV*1202422A** | 23400 | 12.7 | 16.2 | 25000 | 9 | 15200 | 1 | HRCU-A-CB |  |  | 171 | 527 | Yes
5482893 | Discontinued | Systems | SOFTSOUND SXT+ R410A HP | COMFORTMAKER | CCH624GKA2* |  | EHD4X24A** | MV08**14C* | 23600 | 12.7 | 16.5 | 25000 | 8.5 | 15300 | 1 | HRCU-A-CB |  |  | 169 | 558 | Yes
5482894 | Discontinued | Systems | SOFTSOUND SXT+ R410A HP | COMFORTMAKER | CCH624GKA2* |  | EHD4X24A** | MV12**17C* | 23800 | 13 | 16.7 | 25000 | 9 | 15300 | 1 | HRCU-A-CB |  |  | 169 | 527 | Yes
5482910 | Discontinued | Systems | SOFTSOUND SXT+ R410A HP | COMFORTMAKER | CCH624GKA2* |  | EHD4X24A** | NOMV106D12* | 24400 | 12.5 | 16 | 25000 | 8.5 | 15800 | 1 | HRCU-A-CB |  |  | 181 | 558 | Yes
5691066 | Active | Systems | SOFTSOUND SXT+ R410A HP | COMFORTMAKER | CCH624GKA2* |  | EHD4X24A** | OLV098A12* | 23800 | 12.5 | 15.7 | 25000 | 8.5 | 15500 | 1 | HRCU-A-CB |  |  | 179 | 558 | Yes
5691055 | Active | Systems | SOFTSOUND SXT+ R410A HP | COMFORTMAKER | CCH624GKA2* |  | EHD4X24A** | OMV098J12* | 23800 | 12.5 | 16.2 | 25000 | 8.5 | 15600 | 1 | HRCU-A-CB |  |  | 174 | 558 | Yes
5482682 | Discontinued | Systems | SOFTSOUND SXT+ R410A HP | COMFORTMAKER | CCH624GKA2* |  | EHD4X24A** | OMV112K14A | 23800 | 12.7 | 16.5 | 25000 | 9 | 15400 | 1 | HRCU-A-CB |  |  | 171 | 527 | Yes
5482717 | Discontinued | Systems | SOFTSOUND SXT+ R410A HP | COMFORTMAKER | CCH624GKA2* |  | EHD4X24A**+WALLCON | *8MV*0701412** | 23800 | 13 | 16.7 | 25000 | 9 | 15300 | 1 | HRCU-A-CB |  |  | 169 | 527 | Yes
5482718 | Discontinued | Systems | SOFTSOUND SXT+ R410A HP | COMFORTMAKER | CCH624GKA2* |  | EHD4X24A**+WALLCON | *8MV*0901716** | 23800 | 13 | 16.7 | 25000 | 9 | 15300 | 1 | HRCU-A-CB |  |  | 169 | 527 | Yes
5482719 | Discontinued | Systems | SOFTSOUND SXT+ R410A HP | COMFORTMAKER | CCH624GKA2* |  | EHD4X24A**+WALLCON | *8MV*1102120** | 23800 | 13 | 16.7 | 25000 | 9 | 15400 | 1 | HRCU-A-CB |  |  | 169 | 527 | Yes
5482720 | Discontinued | Systems | SOFTSOUND SXT+ R410A HP | COMFORTMAKER | CCH624GKA2* |  | EHD4X24A**+WALLCON | *8MV*1352422** | 23800 | 13 | 16.7 | 25000 | 9 | 15300 | 1 | HRCU-A-CB |  |  | 169 | 527 | Yes
5482786 | Discontinued | Systems | SOFTSOUND SXT+ R410A HP | COMFORTMAKER | CCH624GKA2* |  | EHD4X24A**+WALLCON | *9MA*0601714A** | 23800 | 12.5 | 16.2 | 25000 | 8.5 | 15500 | 1 | HRCU-A-CB |  |  | 174 | 558 | Yes
5482801 | Discontinued | Systems | SOFTSOUND SXT+ R410A HP | COMFORTMAKER | CCH624GKA2* |  | EHD4X24A**+WALLCON | *9MA*0602120A** | 23400 | 12.5 | 16 | 25000 | 8.5 | 15400 | 1 | HRCU-A-CB |  |  | 173 | 558 | Yes
5482787 | Discontinued | Systems | SOFTSOUND SXT+ R410A HP | COMFORTMAKER | CCH624GKA2* |  | EHD4X24A**+WALLCON | *9MA*0801714A** | 23800 | 12.7 | 16.2 | 25000 | 8.5 | 15400 | 1 | HRCU-A-CB |  |  | 174 | 558 | Yes
5482802 | Discontinued | Systems | SOFTSOUND SXT+ R410A HP | COMFORTMAKER | CCH624GKA2* |  | EHD4X24A**+WALLCON | *9MA*0802120A** | 23400 | 12.7 | 16.5 | 25000 | 9 | 15400 | 1 | HRCU-A-CB |  |  | 168 | 527 | Yes
5482803 | Discontinued | Systems | SOFTSOUND SXT+ R410A HP | COMFORTMAKER | CCH624GKA2* |  | EHD4X24A**+WALLCON | *9MA*1002122A** | 23400 | 12.7 | 16.5 | 25000 | 9 | 15400 | 1 | HRCU-A-CB |  |  | 168 | 527 | Yes
5482788 | Discontinued | Systems | SOFTSOUND SXT+ R410A HP | COMFORTMAKER | CCH624GKA2* |  | EHD4X24A**+WALLCON | *9MA*1202422A** | 23800 | 12.7 | 16.5 | 25000 | 9 | 15400 | 1 | HRCU-A-CB |  |  | 171 | 527 | Yes
5482683 | Discontinued | Systems | SOFTSOUND SXT+ R410A HP | COMFORTMAKER | CCH624GKA2* |  | EHD4X30A** | *8MX*0451408** | 24000 | 12.7 | 16.5 | 25000 | 9 | 15400 | 1 | HRCU-A-CB |  |  | 172 | 527 | Yes
5482857 | Discontinued | Systems | SOFTSOUND SXT+ R410A HP | COMFORTMAKER | CCH624GKA2* |  | EHD4X30A** | *9MV*0601714A** | 23600 | 12.7 | 16.5 | 25000 | 9 | 15300 | 1 | HRCU-A-CB |  |  | 169 | 527 | Yes
5482858 | Discontinued | Systems | SOFTSOUND SXT+ R410A HP | COMFORTMAKER | CCH624GKA2* |  | EHD4X30A** | *9MV*0801716A** | 23800 | 13 | 16.7 | 25000 | 9 | 15300 | 1 | HRCU-A-CB |  |  | 169 | 527 | Yes
5482859 | Discontinued | Systems | SOFTSOUND SXT+ R410A HP | COMFORTMAKER | CCH624GKA2* |  | EHD4X30A** | *9MV*0802120A** | 23800 | 13 | 17 | 25000 | 9 | 15300 | 1 | HRCU-A-CB |  |  | 166 | 527 | Yes
5482860 | Discontinued | Systems | SOFTSOUND SXT+ R410A HP | COMFORTMAKER | CCH624GKA2* |  | EHD4X30A** | *9MV*1002120A** | 24000 | 13 | 17 | 25000 | 9 | 15300 | 1 | HRCU-A-CB |  |  | 167 | 527 | Yes
5482861 | Discontinued | Systems | SOFTSOUND SXT+ R410A HP | COMFORTMAKER | CCH624GKA2* |  | EHD4X30A** | *9MV*1202422A** | 23800 | 13 | 17 | 25000 | 9 | 15300 | 1 | HRCU-A-CB |  |  | 166 | 527 | Yes
5482758 | Discontinued | Systems | SOFTSOUND SXT+ R410A HP | COMFORTMAKER | CCH624GKA2* |  | EHD4X30A** | *9MX*0601714A** | 24800 | 12.7 | 16.7 | 25000 | 9 | 16000 | 1 | HRCU-A-CB |  |  | 176 | 527 | Yes
5482895 | Discontinued | Systems | SOFTSOUND SXT+ R410A HP | COMFORTMAKER | CCH624GKA2* |  | EHD4X30A** | MV08**14C* | 23800 | 13 | 16.7 | 25000 | 9 | 15200 | 1 | HRCU-A-CB |  |  | 169 | 527 | Yes
5482896 | Discontinued | Systems | SOFTSOUND SXT+ R410A HP | COMFORTMAKER | CCH624GKA2* |  | EHD4X30A** | MV12**17C* | 24000 | 13 | 17 | 25000 | 9 | 15300 | 1 | HRCU-A-CB |  |  | 167 | 527 | Yes
5482911 | Discontinued | Systems | SOFTSOUND SXT+ R410A HP | COMFORTMAKER | CCH624GKA2* |  | EHD4X30A** | NOMV106D12* | 24400 | 12.7 | 16.2 | 25000 | 8.5 | 15700 | 1 | HRCU-A-CB |  |  | 178 | 558 | Yes
5691076 | Active | Systems | SOFTSOUND SXT+ R410A HP | COMFORTMAKER | CCH624GKA2* |  | EHD4X30A** | OLV098A12* | 24000 | 12.7 | 16 | 25000 | 8.5 | 15400 | 1 | HRCU-A-CB |  |  | 178 | 558 | Yes
5691068 | Active | Systems | SOFTSOUND SXT+ R410A HP | COMFORTMAKER | CCH624GKA2* |  | EHD4X30A** | OMV098J12* | 24000 | 12.7 | 16.5 | 25000 | 8.5 | 15500 | 1 | HRCU-A-CB |  |  | 172 | 558 | Yes
5482686 | Discontinued | Systems | SOFTSOUND SXT+ R410A HP | COMFORTMAKER | CCH624GKA2* |  | EHD4X30A** | OMV112K14A | 23800 | 13 | 16.7 | 25000 | 9 | 15300 | 1 | HRCU-A-CB |  |  | 169 | 527 | Yes
5482721 | Discontinued | Systems | SOFTSOUND SXT+ R410A HP | COMFORTMAKER | CCH624GKA2* |  | EHD4X30A**+WALLCON | *8MV*0701412** | 24000 | 13 | 17 | 25000 | 9 | 15300 | 1 | HRCU-A-CB |  |  | 167 | 527 | Yes
5482722 | Discontinued | Systems | SOFTSOUND SXT+ R410A HP | COMFORTMAKER | CCH624GKA2* |  | EHD4X30A**+WALLCON | *8MV*0901716** | 24000 | 13.2 | 17 | 25000 | 9 | 15300 | 1 | HRCU-A-CB |  |  | 167 | 527 | Yes
5482723 | Discontinued | Systems | SOFTSOUND SXT+ R410A HP | COMFORTMAKER | CCH624GKA2* |  | EHD4X30A**+WALLCON | *8MV*1102120** | 24000 | 13.2 | 17 | 25000 | 9 | 15300 | 1 | HRCU-A-CB |  |  | 167 | 527 | Yes
5482724 | Discontinued | Systems | SOFTSOUND SXT+ R410A HP | COMFORTMAKER | CCH624GKA2* |  | EHD4X30A**+WALLCON | *8MV*1352422** | 24000 | 13.2 | 17.2 | 25000 | 9 | 15300 | 1 | HRCU-A-CB |  |  | 165 | 527 | Yes
5482789 | Discontinued | Systems | SOFTSOUND SXT+ R410A HP | COMFORTMAKER | CCH624GKA2* |  | EHD4X30A**+WALLCON | *9MA*0601714A** | 23800 | 12.7 | 16.2 | 25000 | 8.5 | 15400 | 1 | HRCU-A-CB |  |  | 174 | 558 | Yes
5482804 | Discontinued | Systems | SOFTSOUND SXT+ R410A HP | COMFORTMAKER | CCH624GKA2* |  | EHD4X30A**+WALLCON | *9MA*0602120A** | 23600 | 12.7 | 16.2 | 25000 | 8.5 | 15400 | 1 | HRCU-A-CB |  |  | 172 | 558 | Yes
5482790 | Discontinued | Systems | SOFTSOUND SXT+ R410A HP | COMFORTMAKER | CCH624GKA2* |  | EHD4X30A**+WALLCON | *9MA*0801714A** | 23800 | 12.7 | 16.5 | 25000 | 8.5 | 15400 | 1 | HRCU-A-CB |  |  | 171 | 558 | Yes
5482805 | Discontinued | Systems | SOFTSOUND SXT+ R410A HP | COMFORTMAKER | CCH624GKA2* |  | EHD4X30A**+WALLCON | *9MA*0802120A** | 23600 | 12.7 | 16.7 | 25000 | 9 | 15300 | 1 | HRCU-A-CB |  |  | 167 | 527 | Yes
5482806 | Discontinued | Systems | SOFTSOUND SXT+ R410A HP | COMFORTMAKER | CCH624GKA2* |  | EHD4X30A**+WALLCON | *9MA*1002122A** | 23600 | 13 | 16.7 | 25000 | 9 | 15300 | 1 | HRCU-A-CB |  |  | 167 | 527 | Yes
5482791 | Discontinued | Systems | SOFTSOUND SXT+ R410A HP | COMFORTMAKER | CCH624GKA2* |  | EHD4X30A**+WALLCON | *9MA*1202422A** | 24000 | 13 | 16.7 | 25000 | 9 | 15400 | 1 | HRCU-A-CB |  |  | 170 | 527 | Yes
5482687 | Discontinued | Systems | SOFTSOUND SXT+ R410A HP | COMFORTMAKER | CCH624GKA2* |  | EHD4X36A** | *8MX*0451408** | 24200 | 13 | 16.5 | 25000 | 9 | 15500 | 1 | HRCU-A-CB |  |  | 174 | 527 | Yes
5482863 | Discontinued | Systems | SOFTSOUND SXT+ R410A HP | COMFORTMAKER | CCH624GKA2* |  | EHD4X36A** | *9MV*0601714A** | 23800 | 12.7 | 16.5 | 25000 | 9 | 15400 | 1 | HRCU-A-CB |  |  | 171 | 527 | Yes
5482864 | Discontinued | Systems | SOFTSOUND SXT+ R410A HP | COMFORTMAKER | CCH624GKA2* |  | EHD4X36A** | *9MV*0801716A** | 24000 | 13 | 17 | 25000 | 9 | 15400 | 1 | HRCU-A-CB |  |  | 167 | 527 | Yes
5482865 | Discontinued | Systems | SOFTSOUND SXT+ R410A HP | COMFORTMAKER | CCH624GKA2* |  | EHD4X36A** | *9MV*0802120A** | 24200 | 13.2 | 17 | 25000 | 9 | 15400 | 1 | HRCU-A-CB |  |  | 169 | 527 | Yes
5482866 | Discontinued | Systems | SOFTSOUND SXT+ R410A HP | COMFORTMAKER | CCH624GKA2* |  | EHD4X36A** | *9MV*1002120A** | 24400 | 13.2 | 17.2 | 25000 | 9 | 15500 | 1 | HRCU-A-CB |  |  | 168 | 527 | Yes
5482867 | Discontinued | Systems | SOFTSOUND SXT+ R410A HP | COMFORTMAKER | CCH624GKA2* |  | EHD4X36A** | *9MV*1202422A** | 24200 | 13.2 | 17 | 25000 | 9 | 15500 | 1 | HRCU-A-CB |  |  | 169 | 527 | Yes
5482760 | Discontinued | Systems | SOFTSOUND SXT+ R410A HP | COMFORTMAKER | CCH624GKA2* |  | EHD4X36A** | *9MX*0601714A** | 25000 | 12.7 | 16.7 | 25000 | 9 | 16000 | 1 | HRCU-A-CB |  |  | 177 | 527 | Yes
5482897 | Discontinued | Systems | SOFTSOUND SXT+ R410A HP | COMFORTMAKER | CCH624GKA2* |  | EHD4X36A** | MV08**14C* | 23800 | 13 | 16.7 | 25000 | 9 | 15200 | 1 | HRCU-A-CB |  |  | 169 | 527 | Yes
5482898 | Discontinued | Systems | SOFTSOUND SXT+ R410A HP | COMFORTMAKER | CCH624GKA2* |  | EHD4X36A** | MV12**17C* | 24000 | 13.2 | 17 | 25000 | 9 | 15300 | 1 | HRCU-A-CB |  |  | 167 | 527 | Yes
5482912 | Discontinued | Systems | SOFTSOUND SXT+ R410A HP | COMFORTMAKER | CCH624GKA2* |  | EHD4X36A** | NOMV106D12* | 24600 | 13 | 16.2 | 25000 | 8.5 | 15700 | 1 | HRCU-A-CB |  |  | 180 | 558 | Yes
5691088 | Active | Systems | SOFTSOUND SXT+ R410A HP | COMFORTMAKER | CCH624GKA2* |  | EHD4X36A** | OLV098A12* | 24000 | 13 | 16 | 25000 | 8.5 | 15400 | 1 | HRCU-A-CB |  |  | 178 | 558 | Yes
5691087 | Active | Systems | SOFTSOUND SXT+ R410A HP | COMFORTMAKER | CCH624GKA2* |  | EHD4X36A** | OMV098J12* | 24000 | 12.7 | 16.5 | 25000 | 9 | 15500 | 1 | HRCU-A-CB |  |  | 172 | 527 | Yes
5482690 | Discontinued | Systems | SOFTSOUND SXT+ R410A HP | COMFORTMAKER | CCH624GKA2* |  | EHD4X36A** | OMV112K14A | 24000 | 13 | 16.7 | 25000 | 9 | 15300 | 1 | HRCU-A-CB |  |  | 170 | 527 | Yes
5482725 | Discontinued | Systems | SOFTSOUND SXT+ R410A HP | COMFORTMAKER | CCH624GKA2* |  | EHD4X36A**+WALLCON | *8MV*0701412** | 24000 | 13.2 | 17 | 25000 | 9 | 15300 | 1 | HRCU-A-CB |  |  | 167 | 527 | Yes
5482726 | Discontinued | Systems | SOFTSOUND SXT+ R410A HP | COMFORTMAKER | CCH624GKA2* |  | EHD4X36A**+WALLCON | *8MV*0901716** | 24000 | 13.2 | 17 | 25000 | 9 | 15300 | 1 | HRCU-A-CB |  |  | 167 | 527 | Yes
5482727 | Discontinued | Systems | SOFTSOUND SXT+ R410A HP | COMFORTMAKER | CCH624GKA2* |  | EHD4X36A**+WALLCON | *8MV*1102120** | 24000 | 13.2 | 17.2 | 25000 | 9 | 15300 | 1 | HRCU-A-CB |  |  | 165 | 527 | Yes
5482728 | Discontinued | Systems | SOFTSOUND SXT+ R410A HP | COMFORTMAKER | CCH624GKA2* |  | EHD4X36A**+WALLCON | *8MV*1352422** | 24000 | 13.2 | 17.2 | 25000 | 9.5 | 15300 | 1 | HRCU-A-CB |  |  | 165 | 499 | Yes
5482792 | Discontinued | Systems | SOFTSOUND SXT+ R410A HP | COMFORTMAKER | CCH624GKA2* |  | EHD4X36A**+WALLCON | *9MA*0601714A** | 24000 | 12.7 | 16.5 | 25000 | 9 | 15400 | 1 | HRCU-A-CB |  |  | 172 | 527 | Yes
5482807 | Discontinued | Systems | SOFTSOUND SXT+ R410A HP | COMFORTMAKER | CCH624GKA2* |  | EHD4X36A**+WALLCON | *9MA*0602120A** | 23600 | 12.7 | 16.2 | 25000 | 9 | 15400 | 1 | HRCU-A-CB |  |  | 172 | 527 | Yes
5482793 | Discontinued | Systems | SOFTSOUND SXT+ R410A HP | COMFORTMAKER | CCH624GKA2* |  | EHD4X36A**+WALLCON | *9MA*0801714A** | 24000 | 13 | 16.5 | 25000 | 9 | 15400 | 1 | HRCU-A-CB |  |  | 172 | 527 | Yes
5482808 | Discontinued | Systems | SOFTSOUND SXT+ R410A HP | COMFORTMAKER | CCH624GKA2* |  | EHD4X36A**+WALLCON | *9MA*0802120A** | 23600 | 13 | 17 | 25000 | 9 | 15400 | 1 | HRCU-A-CB |  |  | 164 | 527 | Yes
5482809 | Discontinued | Systems | SOFTSOUND SXT+ R410A HP | COMFORTMAKER | CCH624GKA2* |  | EHD4X36A**+WALLCON | *9MA*1002122A** | 23600 | 13 | 16.7 | 25000 | 9 | 15300 | 1 | HRCU-A-CB |  |  | 167 | 527 | Yes
5482794 | Discontinued | Systems | SOFTSOUND SXT+ R410A HP | COMFORTMAKER | CCH624GKA2* |  | EHD4X36A**+WALLCON | *9MA*1202422A** | 24000 | 13 | 16.7 | 25000 | 9 | 15400 | 1 | HRCU-A-CB |  |  | 170 | 527 | Yes
5482656 | Discontinued | Systems | SOFTSOUND SXT+ R410A HP | COMFORTMAKER | CCH624GKA2* |  | EN(A,D)4X24*14** | *8MX*0451408** | 23600 | 12.7 | 16.2 | 25000 | 8.5 | 15400 | 1 | HRCU-A-CB |  |  | 172 | 558 | Yes
5482878 | Discontinued | Systems | SOFTSOUND SXT+ R410A HP | COMFORTMAKER | CCH624GKA2* |  | EN(A,D)4X24*14** | MV08**14C* | 23600 | 12.7 | 16.7 | 25000 | 8.5 | 15200 | 1 | HRCU-A-CB |  |  | 167 | 558 | Yes
5482699 | Discontinued | Systems | SOFTSOUND SXT+ R410A HP | COMFORTMAKER | CCH624GKA2* |  | EN(A,D)4X24*14**+WALLCON | *8MV*0701412** | 23800 | 13 | 16.7 | 25000 | 8.5 | 15300 | 1 | HRCU-A-CB |  |  | 169 | 558 | Yes
5482828 | Discontinued | Systems | SOFTSOUND SXT+ R410A HP | COMFORTMAKER | CCH624GKA2* |  | EN(A,D)4X24*17** | *9MV*0601714A** | 23400 | 12.5 | 16.2 | 25000 | 8.5 | 15300 | 1 | HRCU-A-CB |  |  | 171 | 558 | Yes
5482829 | Discontinued | Systems | SOFTSOUND SXT+ R410A HP | COMFORTMAKER | CCH624GKA2* |  | EN(A,D)4X24*17** | *9MV*0801716A** | 23400 | 12.7 | 16.5 | 25000 | 9 | 15200 | 1 | HRCU-A-CB |  |  | 168 | 527 | Yes
5482742 | Discontinued | Systems | SOFTSOUND SXT+ R410A HP | COMFORTMAKER | CCH624GKA2* |  | EN(A,D)4X24*17** | *9MX*0601714A** | 24400 | 12.5 | 16.5 | 25000 | 9 | 15900 | 1 | HRCU-A-CB |  |  | 175 | 527 | Yes
5482879 | Discontinued | Systems | SOFTSOUND SXT+ R410A HP | COMFORTMAKER | CCH624GKA2* |  | EN(A,D)4X24*17** | MV08**14C* | 23600 | 12.7 | 16.7 | 25000 | 8.5 | 15200 | 1 | HRCU-A-CB |  |  | 167 | 558 | Yes
5482880 | Discontinued | Systems | SOFTSOUND SXT+ R410A HP | COMFORTMAKER | CCH624GKA2* |  | EN(A,D)4X24*17** | MV12**17C* | 23800 | 13 | 16.7 | 25000 | 9 | 15300 | 1 | HRCU-A-CB |  |  | 169 | 527 | Yes
5482903 | Discontinued | Systems | SOFTSOUND SXT+ R410A HP | COMFORTMAKER | CCH624GKA2* |  | EN(A,D)4X24*17** | NOMV106D12* | 24200 | 12.5 | 16.2 | 25000 | 8.5 | 15700 | 1 | HRCU-A-CB |  |  | 177 | 558 | Yes
5690979 | Active | Systems | SOFTSOUND SXT+ R410A HP | COMFORTMAKER | CCH624GKA2* |  | EN(A,D)4X24*17** | OLV098A12* | 23800 | 12.5 | 15.7 | 25000 | 8.5 | 15500 | 1 | HRCU-A-CB |  |  | 179 | 558 | Yes
5690972 | Active | Systems | SOFTSOUND SXT+ R410A HP | COMFORTMAKER | CCH624GKA2* |  | EN(A,D)4X24*17** | OMV098J12* | 23800 | 12.5 | 16.5 | 25000 | 8.5 | 15500 | 1 | HRCU-A-CB |  |  | 171 | 558 | Yes
5482659 | Discontinued | Systems | SOFTSOUND SXT+ R410A HP | COMFORTMAKER | CCH624GKA2* |  | EN(A,D)4X24*17** | OMV112K14A | 23600 | 12.7 | 16.7 | 25000 | 8.8 | 15300 | 1 | HRCU-A-CB |  |  | 167 | 539 | Yes
5482700 | Discontinued | Systems | SOFTSOUND SXT+ R410A HP | COMFORTMAKER | CCH624GKA2* |  | EN(A,D)4X24*17**+WALLCON | *8MV*0901716** | 23800 | 13 | 16.7 | 25000 | 8.5 | 15300 | 1 | HRCU-A-CB |  |  | 169 | 558 | Yes
5482769 | Discontinued | Systems | SOFTSOUND SXT+ R410A HP | COMFORTMAKER | CCH624GKA2* |  | EN(A,D)4X24*17**+WALLCON | *9MA*0601714A** | 23600 | 12.5 | 16.2 | 25000 | 8.5 | 15400 | 1 | HRCU-A-CB |  |  | 172 | 558 | Yes
5482770 | Discontinued | Systems | SOFTSOUND SXT+ R410A HP | COMFORTMAKER | CCH624GKA2* |  | EN(A,D)4X24*17**+WALLCON | *9MA*0801714A** | 23600 | 12.7 | 16.2 | 25000 | 8.5 | 15400 | 1 | HRCU-A-CB |  |  | 172 | 558 | Yes
5482660 | Discontinued | Systems | SOFTSOUND SXT+ R410A HP | COMFORTMAKER | CCH624GKA2* |  | EN(A,D)4X30*14** | *8MX*0451408** | 23800 | 12.7 | 16.2 | 25000 | 9 | 15400 | 1 | HRCU-A-CB |  |  | 174 | 527 | Yes
5482881 | Discontinued | Systems | SOFTSOUND SXT+ R410A HP | COMFORTMAKER | CCH624GKA2* |  | EN(A,D)4X30*14** | MV08**14C* | 23600 | 12.7 | 16.7 | 25000 | 9 | 15200 | 1 | HRCU-A-CB |  |  | 167 | 527 | Yes
5482701 | Discontinued | Systems | SOFTSOUND SXT+ R410A HP | COMFORTMAKER | CCH624GKA2* |  | EN(A,D)4X30*14**+WALLCON | *8MV*0701412** | 23800 | 13 | 16.7 | 25000 | 9 | 15300 | 1 | HRCU-A-CB |  |  | 169 | 527 | Yes
5482832 | Discontinued | Systems | SOFTSOUND SXT+ R410A HP | COMFORTMAKER | CCH624GKA2* |  | EN(A,D)4X30*17** | *9MV*0601714A** | 23600 | 12.7 | 16.5 | 25000 | 9 | 15300 | 1 | HRCU-A-CB |  |  | 169 | 527 | Yes
5482833 | Discontinued | Systems | SOFTSOUND SXT+ R410A HP | COMFORTMAKER | CCH624GKA2* |  | EN(A,D)4X30*17** | *9MV*0801716A** | 23800 | 13 | 16.7 | 25000 | 9 | 15300 | 1 | HRCU-A-CB |  |  | 169 | 527 | Yes
5482745 | Discontinued | Systems | SOFTSOUND SXT+ R410A HP | COMFORTMAKER | CCH624GKA2* |  | EN(A,D)4X30*17** | *9MX*0601714A** | 24600 | 12.7 | 16.7 | 25000 | 9 | 15900 | 1 | HRCU-A-CB |  |  | 174 | 527 | Yes
5482882 | Discontinued | Systems | SOFTSOUND SXT+ R410A HP | COMFORTMAKER | CCH624GKA2* |  | EN(A,D)4X30*17** | MV08**14C* | 23600 | 13 | 16.7 | 25000 | 9 | 15200 | 1 | HRCU-A-CB |  |  | 167 | 527 | Yes
5482883 | Discontinued | Systems | SOFTSOUND SXT+ R410A HP | COMFORTMAKER | CCH624GKA2* |  | EN(A,D)4X30*17** | MV12**17C* | 23800 | 13 | 16.7 | 25000 | 9 | 15200 | 1 | HRCU-A-CB |  |  | 169 | 527 | Yes
5482904 | Discontinued | Systems | SOFTSOUND SXT+ R410A HP | COMFORTMAKER | CCH624GKA2* |  | EN(A,D)4X30*17** | NOMV106D12* | 24200 | 12.7 | 16.2 | 25000 | 8.5 | 15600 | 1 | HRCU-A-CB |  |  | 177 | 558 | Yes
5690996 | Active | Systems | SOFTSOUND SXT+ R410A HP | COMFORTMAKER | CCH624GKA2* |  | EN(A,D)4X30*17** | OLV098A12* | 23800 | 12.7 | 16 | 25000 | 8.5 | 15400 | 1 | HRCU-A-CB |  |  | 176 | 558 | Yes
5690988 | Active | Systems | SOFTSOUND SXT+ R410A HP | COMFORTMAKER | CCH624GKA2* |  | EN(A,D)4X30*17** | OMV098J12* | 23800 | 12.7 | 16.5 | 25000 | 8.5 | 15400 | 1 | HRCU-A-CB |  |  | 171 | 558 | Yes
5482663 | Discontinued | Systems | SOFTSOUND SXT+ R410A HP | COMFORTMAKER | CCH624GKA2* |  | EN(A,D)4X30*17** | OMV112K14A | 23800 | 13 | 16.7 | 25000 | 9 | 15300 | 1 | HRCU-A-CB |  |  | 169 | 527 | Yes
5482702 | Discontinued | Systems | SOFTSOUND SXT+ R410A HP | COMFORTMAKER | CCH624GKA2* |  | EN(A,D)4X30*17**+WALLCON | *8MV*0901716** | 23800 | 13.2 | 16.7 | 25000 | 9 | 15200 | 1 | HRCU-A-CB |  |  | 169 | 527 | Yes
5482771 | Discontinued | Systems | SOFTSOUND SXT+ R410A HP | COMFORTMAKER | CCH624GKA2* |  | EN(A,D)4X30*17**+WALLCON | *9MA*0601714A** | 23800 | 12.7 | 16.2 | 25000 | 8.5 | 15400 | 1 | HRCU-A-CB |  |  | 174 | 558 | Yes
5482772 | Discontinued | Systems | SOFTSOUND SXT+ R410A HP | COMFORTMAKER | CCH624GKA2* |  | EN(A,D)4X30*17**+WALLCON | *9MA*0801714A** | 23800 | 12.7 | 16.5 | 25000 | 8.5 | 15300 | 1 | HRCU-A-CB |  |  | 171 | 558 | Yes
5482837 | Discontinued | Systems | SOFTSOUND SXT+ R410A HP | COMFORTMAKER | CCH624GKA2* |  | EN(A,D)4X36*21** | *9MV*0601714A** | 23600 | 12.7 | 16.5 | 25000 | 9 | 15300 | 1 | HRCU-A-CB |  |  | 169 | 527 | Yes
5482838 | Discontinued | Systems | SOFTSOUND SXT+ R410A HP | COMFORTMAKER | CCH624GKA2* |  | EN(A,D)4X36*21** | *9MV*0801716A** | 23800 | 13 | 16.7 | 25000 | 9 | 15300 | 1 | HRCU-A-CB |  |  | 169 | 527 | Yes
5482839 | Discontinued | Systems | SOFTSOUND SXT+ R410A HP | COMFORTMAKER | CCH624GKA2* |  | EN(A,D)4X36*21** | *9MV*0802120A** | 24000 | 13 | 17 | 25000 | 9 | 15400 | 1 | HRCU-A-CB |  |  | 167 | 527 | Yes
5482840 | Discontinued | Systems | SOFTSOUND SXT+ R410A HP | COMFORTMAKER | CCH624GKA2* |  | EN(A,D)4X36*21** | *9MV*1002120A** | 24200 | 13.2 | 17 | 25000 | 9 | 15400 | 1 | HRCU-A-CB |  |  | 169 | 527 | Yes
5482748 | Discontinued | Systems | SOFTSOUND SXT+ R410A HP | COMFORTMAKER | CCH624GKA2* |  | EN(A,D)4X36*21** | *9MX*0601714A** | 24600 | 12.7 | 16.7 | 25000 | 9 | 15900 | 1 | HRCU-A-CB |  |  | 174 | 527 | Yes
5482886 | Discontinued | Systems | SOFTSOUND SXT+ R410A HP | COMFORTMAKER | CCH624GKA2* |  | EN(A,D)4X36*21** | MV12**17C* | 23800 | 13 | 16.7 | 25000 | 9 | 15200 | 1 | HRCU-A-CB |  |  | 169 | 527 | Yes
5482906 | Discontinued | Systems | SOFTSOUND SXT+ R410A HP | COMFORTMAKER | CCH624GKA2* |  | EN(A,D)4X36*21** | NOMV106D12* | 24400 | 12.7 | 16.2 | 25000 | 8.5 | 15600 | 1 | HRCU-A-CB |  |  | 178 | 558 | Yes
5482704 | Discontinued | Systems | SOFTSOUND SXT+ R410A HP | COMFORTMAKER | CCH624GKA2* |  | EN(A,D)4X36*21**+WALLCON | *8MV*1102120** | 23800 | 13.2 | 17 | 25000 | 9 | 15300 | 1 | HRCU-A-CB |  |  | 166 | 527 | Yes
5482775 | Discontinued | Systems | SOFTSOUND SXT+ R410A HP | COMFORTMAKER | CCH624GKA2* |  | EN(A,D)4X36*21**+WALLCON | *9MA*0601714A** | 23800 | 12.7 | 16.2 | 25000 | 9 | 15400 | 1 | HRCU-A-CB |  |  | 174 | 527 | Yes
5482798 | Discontinued | Systems | SOFTSOUND SXT+ R410A HP | COMFORTMAKER | CCH624GKA2* |  | EN(A,D)4X36*21**+WALLCON | *9MA*0602120A** | 23400 | 12.7 | 16.2 | 25000 | 8.5 | 15300 | 1 | HRCU-A-CB |  |  | 171 | 558 | Yes
5482776 | Discontinued | Systems | SOFTSOUND SXT+ R410A HP | COMFORTMAKER | CCH624GKA2* |  | EN(A,D)4X36*21**+WALLCON | *9MA*0801714A** | 23800 | 12.7 | 16.5 | 25000 | 8.5 | 15300 | 1 | HRCU-A-CB |  |  | 171 | 558 | Yes
5482799 | Discontinued | Systems | SOFTSOUND SXT+ R410A HP | COMFORTMAKER | CCH624GKA2* |  | EN(A,D)4X36*21**+WALLCON | *9MA*0802120A** | 23400 | 12.7 | 16.7 | 25000 | 9 | 15300 | 1 | HRCU-A-CB |  |  | 166 | 527 | Yes
5482800 | Discontinued | Systems | SOFTSOUND SXT+ R410A HP | COMFORTMAKER | CCH624GKA2* |  | EN(A,D)4X36*21**+WALLCON | *9MA*1002122A** | 23400 | 13 | 16.7 | 25000 | 9 | 15300 | 1 | HRCU-A-CB |  |  | 166 | 527 | Yes
5482835 | Discontinued | Systems | SOFTSOUND SXT+ R410A HP | COMFORTMAKER | CCH624GKA2* |  | EN(A,D,W)4X36*17** | *9MV*0601714A** | 23600 | 12.7 | 16.5 | 25000 | 9 | 15300 | 1 | HRCU-A-CB |  |  | 169 | 527 | Yes
5482836 | Discontinued | Systems | SOFTSOUND SXT+ R410A HP | COMFORTMAKER | CCH624GKA2* |  | EN(A,D,W)4X36*17** | *9MV*0801716A** | 23800 | 13 | 16.7 | 25000 | 9 | 15300 | 1 | HRCU-A-CB |  |  | 169 | 527 | Yes
5482747 | Discontinued | Systems | SOFTSOUND SXT+ R410A HP | COMFORTMAKER | CCH624GKA2* |  | EN(A,D,W)4X36*17** | *9MX*0601714A** | 24600 | 12.7 | 16.7 | 25000 | 9 | 15900 | 1 | HRCU-A-CB |  |  | 174 | 527 | Yes
5482884 | Discontinued | Systems | SOFTSOUND SXT+ R410A HP | COMFORTMAKER | CCH624GKA2* |  | EN(A,D,W)4X36*17** | MV08**14C* | 23600 | 13 | 16.7 | 25000 | 9 | 15200 | 1 | HRCU-A-CB |  |  | 167 | 527 | Yes
5482885 | Discontinued | Systems | SOFTSOUND SXT+ R410A HP | COMFORTMAKER | CCH624GKA2* |  | EN(A,D,W)4X36*17** | MV12**17C* | 23800 | 13 | 16.7 | 25000 | 9 | 15200 | 1 | HRCU-A-CB |  |  | 169 | 527 | Yes
5482905 | Discontinued | Systems | SOFTSOUND SXT+ R410A HP | COMFORTMAKER | CCH624GKA2* |  | EN(A,D,W)4X36*17** | NOMV106D12* | 24200 | 12.7 | 16.2 | 25000 | 8.5 | 15600 | 1 | HRCU-A-CB |  |  | 177 | 558 | Yes
5691007 | Active | Systems | SOFTSOUND SXT+ R410A HP | COMFORTMAKER | CCH624GKA2* |  | EN(A,D,W)4X36*17** | OLV098A12* | 23800 | 12.7 | 16 | 25000 | 8.5 | 15400 | 1 | HRCU-A-CB |  |  | 176 | 558 | Yes
5691001 | Active | Systems | SOFTSOUND SXT+ R410A HP | COMFORTMAKER | CCH624GKA2* |  | EN(A,D,W)4X36*17** | OMV098J12* | 23800 | 12.7 | 16.5 | 25000 | 8.5 | 15400 | 1 | HRCU-A-CB |  |  | 171 | 558 | Yes
5482666 | Discontinued | Systems | SOFTSOUND SXT+ R410A HP | COMFORTMAKER | CCH624GKA2* |  | EN(A,D,W)4X36*17** | OMV112K14A | 23800 | 13 | 16.7 | 25000 | 9 | 15300 | 1 | HRCU-A-CB |  |  | 169 | 527 | Yes
5482703 | Discontinued | Systems | SOFTSOUND SXT+ R410A HP | COMFORTMAKER | CCH624GKA2* |  | EN(A,D,W)4X36*17**+WALLCON | *8MV*0901716** | 23800 | 13.2 | 16.7 | 25000 | 9 | 15200 | 1 | HRCU-A-CB |  |  | 169 | 527 | Yes
5482773 | Discontinued | Systems | SOFTSOUND SXT+ R410A HP | COMFORTMAKER | CCH624GKA2* |  | EN(A,D,W)4X36*17**+WALLCON | *9MA*0601714A** | 23800 | 12.7 | 16.2 | 25000 | 8.5 | 15400 | 1 | HRCU-A-CB |  |  | 174 | 558 | Yes
5482774 | Discontinued | Systems | SOFTSOUND SXT+ R410A HP | COMFORTMAKER | CCH624GKA2* |  | EN(A,D,W)4X36*17**+WALLCON | *9MA*0801714A** | 23800 | 12.7 | 16.5 | 25000 | 9 | 15300 | 1 | HRCU-A-CB |  |  | 171 | 527 | Yes
5482667 | Discontinued | Systems | SOFTSOUND SXT+ R410A HP | COMFORTMAKER | CCH624GKA2* |  | ENH4X24*17** | *8MX*0451408** | 23600 | 12.7 | 16.2 | 25000 | 8.5 | 15400 | 1 | HRCU-A-CB |  |  | 172 | 558 | Yes
5482842 | Discontinued | Systems | SOFTSOUND SXT+ R410A HP | COMFORTMAKER | CCH624GKA2* |  | ENH4X24*17** | *9MV*0601714A** | 23400 | 12.5 | 16.2 | 25000 | 8.5 | 15300 | 1 | HRCU-A-CB |  |  | 171 | 558 | Yes
5482843 | Discontinued | Systems | SOFTSOUND SXT+ R410A HP | COMFORTMAKER | CCH624GKA2* |  | ENH4X24*17** | *9MV*0801716A** | 23400 | 12.7 | 16.5 | 25000 | 9 | 15200 | 1 | HRCU-A-CB |  |  | 168 | 527 | Yes
5482750 | Discontinued | Systems | SOFTSOUND SXT+ R410A HP | COMFORTMAKER | CCH624GKA2* |  | ENH4X24*17** | *9MX*0601714A** | 24400 | 12.5 | 16.5 | 25000 | 9 | 15900 | 1 | HRCU-A-CB |  |  | 175 | 527 | Yes
5482887 | Discontinued | Systems | SOFTSOUND SXT+ R410A HP | COMFORTMAKER | CCH624GKA2* |  | ENH4X24*17** | MV08**14C* | 23600 | 12.7 | 16.7 | 25000 | 8.5 | 15200 | 1 | HRCU-A-CB |  |  | 167 | 558 | Yes
5482888 | Discontinued | Systems | SOFTSOUND SXT+ R410A HP | COMFORTMAKER | CCH624GKA2* |  | ENH4X24*17** | MV12**17C* | 23800 | 13 | 16.7 | 25000 | 9 | 15300 | 1 | HRCU-A-CB |  |  | 169 | 527 | Yes
5482907 | Discontinued | Systems | SOFTSOUND SXT+ R410A HP | COMFORTMAKER | CCH624GKA2* |  | ENH4X24*17** | NOMV106D12* | 24200 | 12.5 | 16.2 | 25000 | 8.5 | 15700 | 1 | HRCU-A-CB |  |  | 177 | 558 | Yes
5691024 | Active | Systems | SOFTSOUND SXT+ R410A HP | COMFORTMAKER | CCH624GKA2* |  | ENH4X24*17** | OLV098A12* | 23800 | 12.5 | 15.7 | 25000 | 8.5 | 15500 | 1 | HRCU-A-CB |  |  | 179 | 558 | Yes
5691012 | Active | Systems | SOFTSOUND SXT+ R410A HP | COMFORTMAKER | CCH624GKA2* |  | ENH4X24*17** | OMV098J12* | 23800 | 12.5 | 16.5 | 25000 | 8.5 | 15500 | 1 | HRCU-A-CB |  |  | 171 | 558 | Yes
5482670 | Discontinued | Systems | SOFTSOUND SXT+ R410A HP | COMFORTMAKER | CCH624GKA2* |  | ENH4X24*17** | OMV112K14A | 23600 | 12.7 | 16.7 | 25000 | 8.8 | 15300 | 1 | HRCU-A-CB |  |  | 167 | 539 | Yes
5482705 | Discontinued | Systems | SOFTSOUND SXT+ R410A HP | COMFORTMAKER | CCH624GKA2* |  | ENH4X24*17**+WALLCON | *8MV*0701412** | 23800 | 13 | 16.7 | 25000 | 8.5 | 15300 | 1 | HRCU-A-CB |  |  | 169 | 558 | Yes
5482706 | Discontinued | Systems | SOFTSOUND SXT+ R410A HP | COMFORTMAKER | CCH624GKA2* |  | ENH4X24*17**+WALLCON | *8MV*0901716** | 23800 | 13 | 16.7 | 25000 | 8.5 | 15300 | 1 | HRCU-A-CB |  |  | 169 | 558 | Yes
5482777 | Discontinued | Systems | SOFTSOUND SXT+ R410A HP | COMFORTMAKER | CCH624GKA2* |  | ENH4X24*17**+WALLCON | *9MA*0601714A** | 23600 | 12.5 | 16.2 | 25000 | 8.5 | 15400 | 1 | HRCU-A-CB |  |  | 172 | 558 | Yes
5482778 | Discontinued | Systems | SOFTSOUND SXT+ R410A HP | COMFORTMAKER | CCH624GKA2* |  | ENH4X24*17**+WALLCON | *9MA*0801714A** | 23600 | 12.7 | 16.2 | 25000 | 8.5 | 15400 | 1 | HRCU-A-CB |  |  | 172 | 558 | Yes
5482671 | Discontinued | Systems | SOFTSOUND SXT+ R410A HP | COMFORTMAKER | CCH624GKA2* |  | ENH4X30*17** | *8MX*0451408** | 24000 | 12.7 | 16.5 | 25000 | 9 | 15500 | 1 | HRCU-A-CB |  |  | 172 | 527 | Yes
5482845 | Discontinued | Systems | SOFTSOUND SXT+ R410A HP | COMFORTMAKER | CCH624GKA2* |  | ENH4X30*17** | *9MV*0601714A** | 23600 | 12.7 | 16.5 | 25000 | 9 | 15300 | 1 | HRCU-A-CB |  |  | 169 | 527 | Yes
5482846 | Discontinued | Systems | SOFTSOUND SXT+ R410A HP | COMFORTMAKER | CCH624GKA2* |  | ENH4X30*17** | *9MV*0801716A** | 23800 | 13 | 16.7 | 25000 | 9 | 15300 | 1 | HRCU-A-CB |  |  | 169 | 527 | Yes
5482752 | Discontinued | Systems | SOFTSOUND SXT+ R410A HP | COMFORTMAKER | CCH624GKA2* |  | ENH4X30*17** | *9MX*0601714A** | 24600 | 12.7 | 16.7 | 25000 | 9 | 15900 | 1 | HRCU-A-CB |  |  | 174 | 527 | Yes
5482889 | Discontinued | Systems | SOFTSOUND SXT+ R410A HP | COMFORTMAKER | CCH624GKA2* |  | ENH4X30*17** | MV08**14C* | 23600 | 13 | 16.7 | 25000 | 9 | 15200 | 1 | HRCU-A-CB |  |  | 167 | 527 | Yes
5482890 | Discontinued | Systems | SOFTSOUND SXT+ R410A HP | COMFORTMAKER | CCH624GKA2* |  | ENH4X30*17** | MV12**17C* | 23800 | 13 | 16.7 | 25000 | 9 | 15200 | 1 | HRCU-A-CB |  |  | 169 | 527 | Yes
5482908 | Discontinued | Systems | SOFTSOUND SXT+ R410A HP | COMFORTMAKER | CCH624GKA2* |  | ENH4X30*17** | NOMV106D12* | 24200 | 12.7 | 16.2 | 25000 | 8.5 | 15600 | 1 | HRCU-A-CB |  |  | 177 | 558 | Yes
5691033 | Active | Systems | SOFTSOUND SXT+ R410A HP | COMFORTMAKER | CCH624GKA2* |  | ENH4X30*17** | OLV098A12* | 23800 | 12.7 | 16 | 25000 | 8.5 | 15400 | 1 | HRCU-A-CB |  |  | 176 | 558 | Yes
5691026 | Active | Systems | SOFTSOUND SXT+ R410A HP | COMFORTMAKER | CCH624GKA2* |  | ENH4X30*17** | OMV098J12* | 23800 | 12.7 | 16.5 | 25000 | 8.5 | 15400 | 1 | HRCU-A-CB |  |  | 171 | 558 | Yes
5482674 | Discontinued | Systems | SOFTSOUND SXT+ R410A HP | COMFORTMAKER | CCH624GKA2* |  | ENH4X30*17** | OMV112K14A | 23800 | 13 | 16.7 | 25000 | 9 | 15300 | 1 | HRCU-A-CB |  |  | 169 | 527 | Yes
5482709 | Discontinued | Systems | SOFTSOUND SXT+ R410A HP | COMFORTMAKER | CCH624GKA2* |  | ENH4X30*17**+WALLCON | *8MV*0701412** | 23800 | 13 | 16.7 | 25000 | 9 | 15300 | 1 | HRCU-A-CB |  |  | 169 | 527 | Yes
5482710 | Discontinued | Systems | SOFTSOUND SXT+ R410A HP | COMFORTMAKER | CCH624GKA2* |  | ENH4X30*17**+WALLCON | *8MV*0901716** | 23800 | 13.2 | 16.7 | 25000 | 9 | 15200 | 1 | HRCU-A-CB |  |  | 169 | 527 | Yes
5482780 | Discontinued | Systems | SOFTSOUND SXT+ R410A HP | COMFORTMAKER | CCH624GKA2* |  | ENH4X30*17**+WALLCON | *9MA*0601714A** | 23800 | 12.7 | 16.2 | 25000 | 8.5 | 15400 | 1 | HRCU-A-CB |  |  | 174 | 558 | Yes
5482781 | Discontinued | Systems | SOFTSOUND SXT+ R410A HP | COMFORTMAKER | CCH624GKA2* |  | ENH4X30*17**+WALLCON | *9MA*0801714A** | 23800 | 12.7 | 16.5 | 25000 | 8.5 | 15300 | 1 | HRCU-A-CB |  |  | 171 | 558 | Yes
5482675 | Discontinued | Systems | SOFTSOUND SXT+ R410A HP | COMFORTMAKER | CCH624GKA2* |  | ENH4X36*17** | *8MX*0451408** | 24000 | 12.7 | 16.5 | 25000 | 9 | 15500 | 1 | HRCU-A-CB |  |  | 172 | 527 | Yes
5482848 | Discontinued | Systems | SOFTSOUND SXT+ R410A HP | COMFORTMAKER | CCH624GKA2* |  | ENH4X36*17** | *9MV*0601714A** | 23600 | 12.7 | 16.5 | 25000 | 9 | 15300 | 1 | HRCU-A-CB |  |  | 169 | 527 | Yes
5482849 | Discontinued | Systems | SOFTSOUND SXT+ R410A HP | COMFORTMAKER | CCH624GKA2* |  | ENH4X36*17** | *9MV*0801716A** | 23800 | 13 | 16.7 | 25000 | 9 | 15300 | 1 | HRCU-A-CB |  |  | 169 | 527 | Yes
5482754 | Discontinued | Systems | SOFTSOUND SXT+ R410A HP | COMFORTMAKER | CCH624GKA2* |  | ENH4X36*17** | *9MX*0601714A** | 24600 | 12.7 | 16.7 | 25000 | 9 | 15900 | 1 | HRCU-A-CB |  |  | 174 | 527 | Yes
5482891 | Discontinued | Systems | SOFTSOUND SXT+ R410A HP | COMFORTMAKER | CCH624GKA2* |  | ENH4X36*17** | MV08**14C* | 23600 | 13 | 16.7 | 25000 | 9 | 15200 | 1 | HRCU-A-CB |  |  | 167 | 527 | Yes
5482892 | Discontinued | Systems | SOFTSOUND SXT+ R410A HP | COMFORTMAKER | CCH624GKA2* |  | ENH4X36*17** | MV12**17C* | 23800 | 13 | 16.7 | 25000 | 9 | 15200 | 1 | HRCU-A-CB |  |  | 169 | 527 | Yes
5482909 | Discontinued | Systems | SOFTSOUND SXT+ R410A HP | COMFORTMAKER | CCH624GKA2* |  | ENH4X36*17** | NOMV106D12* | 24200 | 12.7 | 16.2 | 25000 | 8.5 | 15600 | 1 | HRCU-A-CB |  |  | 177 | 558 | Yes
5691048 | Active | Systems | SOFTSOUND SXT+ R410A HP | COMFORTMAKER | CCH624GKA2* |  | ENH4X36*17** | OLV098A12* | 23800 | 12.7 | 16 | 25000 | 8.5 | 15400 | 1 | HRCU-A-CB |  |  | 176 | 558 | Yes
5691041 | Active | Systems | SOFTSOUND SXT+ R410A HP | COMFORTMAKER | CCH624GKA2* |  | ENH4X36*17** | OMV098J12* | 23800 | 12.7 | 16.5 | 25000 | 8.5 | 15400 | 1 | HRCU-A-CB |  |  | 171 | 558 | Yes
5482678 | Discontinued | Systems | SOFTSOUND SXT+ R410A HP | COMFORTMAKER | CCH624GKA2* |  | ENH4X36*17** | OMV112K14A | 23800 | 13 | 16.7 | 25000 | 9 | 15300 | 1 | HRCU-A-CB |  |  | 169 | 527 | Yes
5482713 | Discontinued | Systems | SOFTSOUND SXT+ R410A HP | COMFORTMAKER | CCH624GKA2* |  | ENH4X36*17**+WALLCON | *8MV*0701412** | 23800 | 13 | 16.7 | 25000 | 9 | 15300 | 1 | HRCU-A-CB |  |  | 169 | 527 | Yes
5482714 | Discontinued | Systems | SOFTSOUND SXT+ R410A HP | COMFORTMAKER | CCH624GKA2* |  | ENH4X36*17**+WALLCON | *8MV*0901716** | 23800 | 13.2 | 16.7 | 25000 | 9 | 15200 | 1 | HRCU-A-CB |  |  | 169 | 527 | Yes
5482783 | Discontinued | Systems | SOFTSOUND SXT+ R410A HP | COMFORTMAKER | CCH624GKA2* |  | ENH4X36*17**+WALLCON | *9MA*0601714A** | 23800 | 12.7 | 16.2 | 25000 | 8.5 | 15400 | 1 | HRCU-A-CB |  |  | 174 | 558 | Yes
5482784 | Discontinued | Systems | SOFTSOUND SXT+ R410A HP | COMFORTMAKER | CCH624GKA2* |  | ENH4X36*17**+WALLCON | *9MA*0801714A** | 23800 | 12.7 | 16.5 | 25000 | 8.5 | 15300 | 1 | HRCU-A-CB |  |  | 171 | 558 | Yes
5482729 | Discontinued | Systems | SOFTSOUND SXT+ R410A HP | COMFORTMAKER | CCH624GKA2* |  | FCM4X24****+WALLCON |  | 24000 | 13.2 | 17 | 25000 | 9 | 15200 | 1 | HRCU-A-CB |  |  | 167 | 527 | Yes
5482730 | Discontinued | Systems | SOFTSOUND SXT+ R410A HP | COMFORTMAKER | CCH624GKA2* |  | FCM4X36****+WALLCON |  | 24000 | 13.2 | 17 | 25000 | 9 | 15200 | 1 | HRCU-A-CB |  |  | 167 | 527 | Yes
5482624 | Discontinued | Systems | SOFTSOUND SXT+ R410A HP | COMFORTMAKER | CCH624GKA2* |  | FVM4X24**** |  | 24000 | 13 | 17 | 25000 | 9 | 15300 | 1 | HRCU-A-CB | Yes |  | 167 | 527 | Yes
5482691 | Discontinued | Systems | SOFTSOUND SXT+ R410A HP | COMFORTMAKER | CCH624GKA2* |  | FVM4X36**** |  | 24000 | 13.2 | 17 | 25000 | 9 | 15200 | 1 | HRCU-A-CB |  |  | 167 | 527 | Yes
5664614 | Active | Systems | SOFTSOUND SXT+ R410A HP | COMFORTMAKER | CCH624GKA3* |  | EA*4X24*14A* | *8MX*0451408** | 23600 | 12.7 | 16.2 | 25000 | 8.5 | 15400 | 1 | HRCU-A-CB |  |  | 172 | 558 | Yes
5664829 | Active | Systems | SOFTSOUND SXT+ R410A HP | COMFORTMAKER | CCH624GKA3* |  | EA*4X24*14A* | MV08**14C* | 23600 | 12.7 | 16.7 | 25000 | 8.5 | 15200 | 1 | HRCU-A-CB |  |  | 167 | 558 | Yes
5664662 | Active | Systems | SOFTSOUND SXT+ R410A HP | COMFORTMAKER | CCH624GKA3* |  | EA*4X24*14A*+WALLCON | *8MV*0701412** | 23600 | 13 | 16.7 | 25000 | 8.5 | 15300 | 1 | HRCU-A-CB |  |  | 167 | 558 | Yes
5664773 | Active | Systems | SOFTSOUND SXT+ R410A HP | COMFORTMAKER | CCH624GKA3* |  | EA*4X24*17A* | *9MV*0601714A** | 23400 | 12.7 | 16.2 | 25000 | 8.5 | 15300 | 1 | HRCU-A-CB |  |  | 171 | 558 | Yes
5664774 | Active | Systems | SOFTSOUND SXT+ R410A HP | COMFORTMAKER | CCH624GKA3* |  | EA*4X24*17A* | *9MV*0801716A** | 23600 | 12.7 | 16.5 | 25000 | 9 | 15300 | 1 | HRCU-A-CB |  |  | 169 | 527 | Yes
5664697 | Active | Systems | SOFTSOUND SXT+ R410A HP | COMFORTMAKER | CCH624GKA3* |  | EA*4X24*17A* | *9MX*0601714A** | 24400 | 12.5 | 16.5 | 25000 | 9 | 15900 | 1 | HRCU-A-CB |  |  | 175 | 527 | Yes
5664830 | Active | Systems | SOFTSOUND SXT+ R410A HP | COMFORTMAKER | CCH624GKA3* |  | EA*4X24*17A* | MV08**14C* | 23600 | 13 | 16.7 | 25000 | 8.5 | 15200 | 1 | HRCU-A-CB |  |  | 167 | 558 | Yes
5664831 | Active | Systems | SOFTSOUND SXT+ R410A HP | COMFORTMAKER | CCH624GKA3* |  | EA*4X24*17A* | MV12**17C* | 23600 | 13 | 16.7 | 25000 | 9 | 15200 | 1 | HRCU-A-CB |  |  | 167 | 527 | Yes
5664860 | Active | Systems | SOFTSOUND SXT+ R410A HP | COMFORTMAKER | CCH624GKA3* |  | EA*4X24*17A* | NOMV106D12* | 24200 | 12.7 | 16.2 | 25000 | 8.5 | 15600 | 1 | HRCU-A-CB |  |  | 177 | 558 | Yes
5691829 | Active | Systems | SOFTSOUND SXT+ R410A HP | COMFORTMAKER | CCH624GKA3* |  | EA*4X24*17A* | OLV098A12* | 23800 | 12.7 | 15.7 | 25000 | 8.5 | 15400 | 1 | HRCU-A-CB |  |  | 179 | 558 | Yes
5691821 | Active | Systems | SOFTSOUND SXT+ R410A HP | COMFORTMAKER | CCH624GKA3* |  | EA*4X24*17A* | OMV098J12* | 23800 | 12.7 | 16.5 | 25000 | 8.5 | 15400 | 1 | HRCU-A-CB |  |  | 171 | 558 | Yes
5664617 | Active | Systems | SOFTSOUND SXT+ R410A HP | COMFORTMAKER | CCH624GKA3* |  | EA*4X24*17A* | OMV112K14A | 23600 | 12.7 | 16.7 | 25000 | 9 | 15200 | 1 | HRCU-A-CB |  |  | 167 | 527 | Yes
5664663 | Active | Systems | SOFTSOUND SXT+ R410A HP | COMFORTMAKER | CCH624GKA3* |  | EA*4X24*17A*+WALLCON | *8MV*0901716** | 23800 | 13 | 16.7 | 25000 | 8.5 | 15200 | 1 | HRCU-A-CB |  |  | 169 | 558 | Yes
5664725 | Active | Systems | SOFTSOUND SXT+ R410A HP | COMFORTMAKER | CCH624GKA3* |  | EA*4X24*17A*+WALLCON | *9MA*0601714A** | 23600 | 12.7 | 16.2 | 25000 | 8.5 | 15400 | 1 | HRCU-A-CB |  |  | 172 | 558 | Yes
5664726 | Active | Systems | SOFTSOUND SXT+ R410A HP | COMFORTMAKER | CCH624GKA3* |  | EA*4X24*17A*+WALLCON | *9MA*0801714A** | 23600 | 12.7 | 16.5 | 25000 | 8.5 | 15300 | 1 | HRCU-A-CB |  |  | 169 | 558 | Yes
5664618 | Active | Systems | SOFTSOUND SXT+ R410A HP | COMFORTMAKER | CCH624GKA3* |  | EA*4X30*14A* | *8MX*0451408** | 23800 | 12.7 | 16.2 | 25000 | 9 | 15400 | 1 | HRCU-A-CB |  |  | 174 | 527 | Yes
5664832 | Active | Systems | SOFTSOUND SXT+ R410A HP | COMFORTMAKER | CCH624GKA3* |  | EA*4X30*14A* | MV08**14C* | 23600 | 13 | 16.5 | 25000 | 9 | 15200 | 1 | HRCU-A-CB |  |  | 169 | 527 | Yes
5664664 | Active | Systems | SOFTSOUND SXT+ R410A HP | COMFORTMAKER | CCH624GKA3* |  | EA*4X30*14A*+WALLCON | *8MV*0701412** | 23800 | 13 | 16.7 | 25000 | 9 | 15300 | 1 | HRCU-A-CB |  |  | 169 | 527 | Yes
5664777 | Active | Systems | SOFTSOUND SXT+ R410A HP | COMFORTMAKER | CCH624GKA3* |  | EA*4X30*17A* | *9MV*0601714A** | 23600 | 12.7 | 16.5 | 25000 | 9 | 15300 | 1 | HRCU-A-CB |  |  | 169 | 527 | Yes
5664778 | Active | Systems | SOFTSOUND SXT+ R410A HP | COMFORTMAKER | CCH624GKA3* |  | EA*4X30*17A* | *9MV*0801716A** | 23800 | 13 | 16.7 | 25000 | 9 | 15300 | 1 | HRCU-A-CB |  |  | 169 | 527 | Yes
5664700 | Active | Systems | SOFTSOUND SXT+ R410A HP | COMFORTMAKER | CCH624GKA3* |  | EA*4X30*17A* | *9MX*0601714A** | 24600 | 12.7 | 16.7 | 25000 | 9.2 | 15900 | 1 | HRCU-A-CB |  |  | 174 | 515 | Yes
5664833 | Active | Systems | SOFTSOUND SXT+ R410A HP | COMFORTMAKER | CCH624GKA3* |  | EA*4X30*17A* | MV08**14C* | 23600 | 13 | 16.7 | 25000 | 9 | 15200 | 1 | HRCU-A-CB |  |  | 167 | 527 | Yes
5664834 | Active | Systems | SOFTSOUND SXT+ R410A HP | COMFORTMAKER | CCH624GKA3* |  | EA*4X30*17A* | MV12**17C* | 23800 | 13 | 16.7 | 25000 | 9 | 15200 | 1 | HRCU-A-CB |  |  | 169 | 527 | Yes
5664861 | Active | Systems | SOFTSOUND SXT+ R410A HP | COMFORTMAKER | CCH624GKA3* |  | EA*4X30*17A* | NOMV106D12* | 24200 | 12.7 | 16.2 | 25000 | 8.5 | 15600 | 1 | HRCU-A-CB |  |  | 177 | 558 | Yes
5691842 | Active | Systems | SOFTSOUND SXT+ R410A HP | COMFORTMAKER | CCH624GKA3* |  | EA*4X30*17A* | OLV098A12* | 23800 | 12.7 | 16 | 25000 | 8.5 | 15400 | 1 | HRCU-A-CB |  |  | 176 | 558 | Yes
5691834 | Active | Systems | SOFTSOUND SXT+ R410A HP | COMFORTMAKER | CCH624GKA3* |  | EA*4X30*17A* | OMV098J12* | 23800 | 12.7 | 16.5 | 25000 | 8.5 | 15400 | 1 | HRCU-A-CB |  |  | 171 | 558 | Yes
5664621 | Active | Systems | SOFTSOUND SXT+ R410A HP | COMFORTMAKER | CCH624GKA3* |  | EA*4X30*17A* | OMV112K14A | 23800 | 13 | 16.7 | 25000 | 9 | 15200 | 1 | HRCU-A-CB |  |  | 169 | 527 | Yes
5664665 | Active | Systems | SOFTSOUND SXT+ R410A HP | COMFORTMAKER | CCH624GKA3* |  | EA*4X30*17A*+WALLCON | *8MV*0901716** | 23800 | 13.2 | 16.7 | 25000 | 9 | 15200 | 1 | HRCU-A-CB |  |  | 169 | 527 | Yes
5664727 | Active | Systems | SOFTSOUND SXT+ R410A HP | COMFORTMAKER | CCH624GKA3* |  | EA*4X30*17A*+WALLCON | *9MA*0601714A** | 23600 | 12.7 | 16.2 | 25000 | 8.5 | 15400 | 1 | HRCU-A-CB |  |  | 172 | 558 | Yes
5664728 | Active | Systems | SOFTSOUND SXT+ R410A HP | COMFORTMAKER | CCH624GKA3* |  | EA*4X30*17A*+WALLCON | *9MA*0801714A** | 23800 | 12.7 | 16.5 | 25000 | 8.5 | 15300 | 1 | HRCU-A-CB |  |  | 171 | 558 | Yes
5664622 | Active | Systems | SOFTSOUND SXT+ R410A HP | COMFORTMAKER | CCH624GKA3* |  | EA*4X36*14A* | *8MX*0451408** | 24000 | 12.7 | 16.5 | 25000 | 9 | 15400 | 1 | HRCU-A-CB |  |  | 172 | 527 | Yes
5664835 | Active | Systems | SOFTSOUND SXT+ R410A HP | COMFORTMAKER | CCH624GKA3* |  | EA*4X36*14A* | MV08**14C* | 23600 | 13 | 16.7 | 25000 | 9 | 15200 | 1 | HRCU-A-CB |  |  | 167 | 527 | Yes
5664666 | Active | Systems | SOFTSOUND SXT+ R410A HP | COMFORTMAKER | CCH624GKA3* |  | EA*4X36*14A*+WALLCON | *8MV*0701412** | 23800 | 13 | 16.7 | 25000 | 9 | 15300 | 1 | HRCU-A-CB |  |  | 169 | 527 | Yes
5664781 | Active | Systems | SOFTSOUND SXT+ R410A HP | COMFORTMAKER | CCH624GKA3* |  | EA*4X36*17A* | *9MV*0601714A** | 23800 | 12.7 | 16.5 | 25000 | 9 | 15300 | 1 | HRCU-A-CB |  |  | 171 | 527 | Yes
5664782 | Active | Systems | SOFTSOUND SXT+ R410A HP | COMFORTMAKER | CCH624GKA3* |  | EA*4X36*17A* | *9MV*0801716A** | 24000 | 13 | 16.7 | 25000 | 9 | 15400 | 1 | HRCU-A-CB |  |  | 170 | 527 | Yes
5664703 | Active | Systems | SOFTSOUND SXT+ R410A HP | COMFORTMAKER | CCH624GKA3* |  | EA*4X36*17A* | *9MX*0601714A** | 24800 | 12.7 | 16.7 | 25000 | 9 | 15900 | 1 | HRCU-A-CB |  |  | 176 | 527 | Yes
5664836 | Active | Systems | SOFTSOUND SXT+ R410A HP | COMFORTMAKER | CCH624GKA3* |  | EA*4X36*17A* | MV08**14C* | 23600 | 13 | 16.7 | 25000 | 9 | 15200 | 1 | HRCU-A-CB |  |  | 167 | 527 | Yes
5664837 | Active | Systems | SOFTSOUND SXT+ R410A HP | COMFORTMAKER | CCH624GKA3* |  | EA*4X36*17A* | MV12**17C* | 23800 | 13.2 | 16.7 | 25000 | 9 | 15200 | 1 | HRCU-A-CB |  |  | 169 | 527 | Yes
5664862 | Active | Systems | SOFTSOUND SXT+ R410A HP | COMFORTMAKER | CCH624GKA3* |  | EA*4X36*17A* | NOMV106D12* | 24400 | 13 | 16.2 | 25000 | 8.5 | 15600 | 1 | HRCU-A-CB |  |  | 178 | 558 | Yes
5691856 | Active | Systems | SOFTSOUND SXT+ R410A HP | COMFORTMAKER | CCH624GKA3* |  | EA*4X36*17A* | OLV098A12* | 24000 | 12.7 | 16 | 25000 | 8.5 | 15400 | 1 | HRCU-A-CB |  |  | 178 | 558 | Yes
5691849 | Active | Systems | SOFTSOUND SXT+ R410A HP | COMFORTMAKER | CCH624GKA3* |  | EA*4X36*17A* | OMV098J12* | 24000 | 12.7 | 16.5 | 25000 | 8.5 | 15400 | 1 | HRCU-A-CB |  |  | 172 | 558 | Yes
5664625 | Active | Systems | SOFTSOUND SXT+ R410A HP | COMFORTMAKER | CCH624GKA3* |  | EA*4X36*17A* | OMV112K14A | 23800 | 13 | 16.7 | 25000 | 9 | 15200 | 1 | HRCU-A-CB |  |  | 169 | 527 | Yes
5664667 | Active | Systems | SOFTSOUND SXT+ R410A HP | COMFORTMAKER | CCH624GKA3* |  | EA*4X36*17A*+WALLCON | *8MV*0901716** | 24000 | 13.2 | 16.7 | 25000 | 9 | 15200 | 1 | HRCU-A-CB |  |  | 170 | 527 | Yes
5664729 | Active | Systems | SOFTSOUND SXT+ R410A HP | COMFORTMAKER | CCH624GKA3* |  | EA*4X36*17A*+WALLCON | *9MA*0601714A** | 23800 | 12.7 | 16.2 | 25000 | 8.5 | 15400 | 1 | HRCU-A-CB |  |  | 174 | 558 | Yes
5664730 | Active | Systems | SOFTSOUND SXT+ R410A HP | COMFORTMAKER | CCH624GKA3* |  | EA*4X36*17A*+WALLCON | *9MA*0801714A** | 23800 | 13 | 16.5 | 25000 | 9 | 15300 | 1 | HRCU-A-CB |  |  | 171 | 527 | Yes
5664783 | Active | Systems | SOFTSOUND SXT+ R410A HP | COMFORTMAKER | CCH624GKA3* |  | EA*4X36*21A* | *9MV*0601714A** | 23800 | 13 | 16.7 | 25000 | 9 | 15400 | 1 | HRCU-A-CB |  |  | 169 | 527 | Yes
5664784 | Active | Systems | SOFTSOUND SXT+ R410A HP | COMFORTMAKER | CCH624GKA3* |  | EA*4X36*21A* | *9MV*0801716A** | 24000 | 13 | 16.7 | 25000 | 9 | 15400 | 1 | HRCU-A-CB |  |  | 170 | 527 | Yes
5664785 | Active | Systems | SOFTSOUND SXT+ R410A HP | COMFORTMAKER | CCH624GKA3* |  | EA*4X36*21A* | *9MV*0802120A** | 24400 | 13.2 | 17.2 | 25000 | 9 | 15500 | 1 | HRCU-A-CB |  |  | 168 | 527 | Yes
5664786 | Active | Systems | SOFTSOUND SXT+ R410A HP | COMFORTMAKER | CCH624GKA3* |  | EA*4X36*21A* | *9MV*1002120A** | 24600 | 13.2 | 17.2 | 25000 | 9 | 15600 | 1 | HRCU-A-CB |  |  | 169 | 527 | Yes
5664838 | Active | Systems | SOFTSOUND SXT+ R410A HP | COMFORTMAKER | CCH624GKA3* |  | EA*4X36*21A* | MV12**17C* | 23800 | 13.2 | 17 | 25000 | 9 | 15200 | 1 | HRCU-A-CB |  |  | 166 | 527 | Yes
5664863 | Active | Systems | SOFTSOUND SXT+ R410A HP | COMFORTMAKER | CCH624GKA3* |  | EA*4X36*21A* | NOMV106D12* | 24400 | 13.2 | 16.5 | 25000 | 8.5 | 15600 | 1 | HRCU-A-CB |  |  | 175 | 558 | Yes
5664668 | Active | Systems | SOFTSOUND SXT+ R410A HP | COMFORTMAKER | CCH624GKA3* |  | EA*4X36*21A*+WALLCON | *8MV*1102120** | 24000 | 13.2 | 17.2 | 25000 | 9 | 15200 | 1 | HRCU-A-CB |  |  | 165 | 527 | Yes
5664731 | Active | Systems | SOFTSOUND SXT+ R410A HP | COMFORTMAKER | CCH624GKA3* |  | EA*4X36*21A*+WALLCON | *9MA*0601714A** | 23800 | 12.7 | 16.5 | 25000 | 8.5 | 15300 | 1 | HRCU-A-CB |  |  | 171 | 558 | Yes
5664756 | Active | Systems | SOFTSOUND SXT+ R410A HP | COMFORTMAKER | CCH624GKA3* |  | EA*4X36*21A*+WALLCON | *9MA*0602120A** | 23400 | 12.7 | 16.2 | 25000 | 8.5 | 15300 | 1 | HRCU-A-CB |  |  | 171 | 558 | Yes
5664732 | Active | Systems | SOFTSOUND SXT+ R410A HP | COMFORTMAKER | CCH624GKA3* |  | EA*4X36*21A*+WALLCON | *9MA*0801714A** | 23800 | 13 | 16.5 | 25000 | 9 | 15300 | 1 | HRCU-A-CB |  |  | 171 | 527 | Yes
5664757 | Active | Systems | SOFTSOUND SXT+ R410A HP | COMFORTMAKER | CCH624GKA3* |  | EA*4X36*21A*+WALLCON | *9MA*0802120A** | 23600 | 13 | 16.7 | 25000 | 9 | 15300 | 1 | HRCU-A-CB |  |  | 167 | 527 | Yes
5664758 | Active | Systems | SOFTSOUND SXT+ R410A HP | COMFORTMAKER | CCH624GKA3* |  | EA*4X36*21A*+WALLCON | *9MA*1002122A** | 23600 | 13 | 17 | 25000 | 9 | 15300 | 1 | HRCU-A-CB |  |  | 164 | 527 | Yes
5664649 | Active | Systems | SOFTSOUND SXT+ R410A HP | COMFORTMAKER | CCH624GKA3* |  | EHD4X24A** | *8MX*0451408** | 23600 | 12.7 | 16.2 | 25000 | 8.5 | 15400 | 1 | HRCU-A-CB |  |  | 172 | 558 | Yes
5664812 | Active | Systems | SOFTSOUND SXT+ R410A HP | COMFORTMAKER | CCH624GKA3* |  | EHD4X24A** | *9MV*0601714A** | 23400 | 12.5 | 16 | 25000 | 8.5 | 15300 | 1 | HRCU-A-CB |  |  | 173 | 558 | Yes
5664813 | Active | Systems | SOFTSOUND SXT+ R410A HP | COMFORTMAKER | CCH624GKA3* |  | EHD4X24A** | *9MV*0801716A** | 23400 | 12.7 | 16.2 | 25000 | 8.5 | 15200 | 1 | HRCU-A-CB |  |  | 171 | 558 | Yes
5664814 | Active | Systems | SOFTSOUND SXT+ R410A HP | COMFORTMAKER | CCH624GKA3* |  | EHD4X24A** | *9MV*0802120A** | 23200 | 12.7 | 16.5 | 25000 | 8.5 | 15100 | 1 | HRCU-A-CB |  |  | 166 | 558 | Yes
5664815 | Active | Systems | SOFTSOUND SXT+ R410A HP | COMFORTMAKER | CCH624GKA3* |  | EHD4X24A** | *9MV*1002120A** | 23400 | 12.7 | 16.5 | 25000 | 9 | 15200 | 1 | HRCU-A-CB |  |  | 168 | 527 | Yes
5664816 | Active | Systems | SOFTSOUND SXT+ R410A HP | COMFORTMAKER | CCH624GKA3* |  | EHD4X24A** | *9MV*1202422A** | 23400 | 12.7 | 16.2 | 25000 | 9 | 15200 | 1 | HRCU-A-CB |  |  | 171 | 527 | Yes
5664854 | Active | Systems | SOFTSOUND SXT+ R410A HP | COMFORTMAKER | CCH624GKA3* |  | EHD4X24A** | MV08**14C* | 23600 | 12.7 | 16.5 | 25000 | 8.5 | 15300 | 1 | HRCU-A-CB |  |  | 169 | 558 | Yes
5664855 | Active | Systems | SOFTSOUND SXT+ R410A HP | COMFORTMAKER | CCH624GKA3* |  | EHD4X24A** | MV12**17C* | 23800 | 13 | 16.7 | 25000 | 9 | 15300 | 1 | HRCU-A-CB |  |  | 169 | 527 | Yes
5664871 | Active | Systems | SOFTSOUND SXT+ R410A HP | COMFORTMAKER | CCH624GKA3* |  | EHD4X24A** | NOMV106D12* | 24400 | 12.5 | 16 | 25000 | 8.5 | 15800 | 1 | HRCU-A-CB |  |  | 181 | 558 | Yes
5691958 | Active | Systems | SOFTSOUND SXT+ R410A HP | COMFORTMAKER | CCH624GKA3* |  | EHD4X24A** | OLV098A12* | 23800 | 12.5 | 15.7 | 25000 | 8.5 | 15500 | 1 | HRCU-A-CB |  |  | 179 | 558 | Yes
5691947 | Active | Systems | SOFTSOUND SXT+ R410A HP | COMFORTMAKER | CCH624GKA3* |  | EHD4X24A** | OMV098J12* | 23800 | 12.5 | 16.2 | 25000 | 8.5 | 15600 | 1 | HRCU-A-CB |  |  | 174 | 558 | Yes
5664652 | Active | Systems | SOFTSOUND SXT+ R410A HP | COMFORTMAKER | CCH624GKA3* |  | EHD4X24A** | OMV112K14A | 23800 | 12.7 | 16.5 | 25000 | 9 | 15400 | 1 | HRCU-A-CB |  |  | 171 | 527 | Yes
5664681 | Active | Systems | SOFTSOUND SXT+ R410A HP | COMFORTMAKER | CCH624GKA3* |  | EHD4X24A**+WALLCON | *8MV*0701412** | 23800 | 13 | 16.7 | 25000 | 9 | 15300 | 1 | HRCU-A-CB |  |  | 169 | 527 | Yes
5664682 | Active | Systems | SOFTSOUND SXT+ R410A HP | COMFORTMAKER | CCH624GKA3* |  | EHD4X24A**+WALLCON | *8MV*0901716** | 23800 | 13 | 16.7 | 25000 | 9 | 15300 | 1 | HRCU-A-CB |  |  | 169 | 527 | Yes
5664683 | Active | Systems | SOFTSOUND SXT+ R410A HP | COMFORTMAKER | CCH624GKA3* |  | EHD4X24A**+WALLCON | *8MV*1102120** | 23800 | 13 | 16.7 | 25000 | 9 | 15400 | 1 | HRCU-A-CB |  |  | 169 | 527 | Yes
5664684 | Active | Systems | SOFTSOUND SXT+ R410A HP | COMFORTMAKER | CCH624GKA3* |  | EHD4X24A**+WALLCON | *8MV*1352422** | 23800 | 13 | 16.7 | 25000 | 9 | 15300 | 1 | HRCU-A-CB |  |  | 169 | 527 | Yes
5664747 | Active | Systems | SOFTSOUND SXT+ R410A HP | COMFORTMAKER | CCH624GKA3* |  | EHD4X24A**+WALLCON | *9MA*0601714A** | 23800 | 12.5 | 16.2 | 25000 | 8.5 | 15500 | 1 | HRCU-A-CB |  |  | 174 | 558 | Yes
5664762 | Active | Systems | SOFTSOUND SXT+ R410A HP | COMFORTMAKER | CCH624GKA3* |  | EHD4X24A**+WALLCON | *9MA*0602120A** | 23400 | 12.5 | 16 | 25000 | 8.5 | 15400 | 1 | HRCU-A-CB |  |  | 173 | 558 | Yes
5664748 | Active | Systems | SOFTSOUND SXT+ R410A HP | COMFORTMAKER | CCH624GKA3* |  | EHD4X24A**+WALLCON | *9MA*0801714A** | 23800 | 12.7 | 16.2 | 25000 | 8.5 | 15400 | 1 | HRCU-A-CB |  |  | 174 | 558 | Yes
5664763 | Active | Systems | SOFTSOUND SXT+ R410A HP | COMFORTMAKER | CCH624GKA3* |  | EHD4X24A**+WALLCON | *9MA*0802120A** | 23400 | 12.7 | 16.5 | 25000 | 9 | 15400 | 1 | HRCU-A-CB |  |  | 168 | 527 | Yes
5664764 | Active | Systems | SOFTSOUND SXT+ R410A HP | COMFORTMAKER | CCH624GKA3* |  | EHD4X24A**+WALLCON | *9MA*1002122A** | 23400 | 12.7 | 16.5 | 25000 | 9 | 15400 | 1 | HRCU-A-CB |  |  | 168 | 527 | Yes
5664749 | Active | Systems | SOFTSOUND SXT+ R410A HP | COMFORTMAKER | CCH624GKA3* |  | EHD4X24A**+WALLCON | *9MA*1202422A** | 23800 | 12.7 | 16.5 | 25000 | 9 | 15400 | 1 | HRCU-A-CB |  |  | 171 | 527 | Yes
5664653 | Active | Systems | SOFTSOUND SXT+ R410A HP | COMFORTMAKER | CCH624GKA3* |  | EHD4X30A** | *8MX*0451408** | 24000 | 12.7 | 16.5 | 25000 | 9 | 15400 | 1 | HRCU-A-CB |  |  | 172 | 527 | Yes
5664818 | Active | Systems | SOFTSOUND SXT+ R410A HP | COMFORTMAKER | CCH624GKA3* |  | EHD4X30A** | *9MV*0601714A** | 23600 | 12.7 | 16.5 | 25000 | 9 | 15300 | 1 | HRCU-A-CB |  |  | 169 | 527 | Yes
5664819 | Active | Systems | SOFTSOUND SXT+ R410A HP | COMFORTMAKER | CCH624GKA3* |  | EHD4X30A** | *9MV*0801716A** | 23800 | 13 | 16.7 | 25000 | 9 | 15300 | 1 | HRCU-A-CB |  |  | 169 | 527 | Yes
5664820 | Active | Systems | SOFTSOUND SXT+ R410A HP | COMFORTMAKER | CCH624GKA3* |  | EHD4X30A** | *9MV*0802120A** | 23800 | 13 | 17 | 25000 | 9 | 15300 | 1 | HRCU-A-CB |  |  | 166 | 527 | Yes
5664821 | Active | Systems | SOFTSOUND SXT+ R410A HP | COMFORTMAKER | CCH624GKA3* |  | EHD4X30A** | *9MV*1002120A** | 24000 | 13 | 17 | 25000 | 9 | 15300 | 1 | HRCU-A-CB |  |  | 167 | 527 | Yes
5664822 | Active | Systems | SOFTSOUND SXT+ R410A HP | COMFORTMAKER | CCH624GKA3* |  | EHD4X30A** | *9MV*1202422A** | 23800 | 13 | 17 | 25000 | 9 | 15300 | 1 | HRCU-A-CB |  |  | 166 | 527 | Yes
5664722 | Active | Systems | SOFTSOUND SXT+ R410A HP | COMFORTMAKER | CCH624GKA3* |  | EHD4X30A** | *9MX*0601714A** | 24800 | 12.7 | 16.7 | 25000 | 9 | 16000 | 1 | HRCU-A-CB |  |  | 176 | 527 | Yes
5664856 | Active | Systems | SOFTSOUND SXT+ R410A HP | COMFORTMAKER | CCH624GKA3* |  | EHD4X30A** | MV08**14C* | 23800 | 13 | 16.7 | 25000 | 9 | 15200 | 1 | HRCU-A-CB |  |  | 169 | 527 | Yes
5664857 | Active | Systems | SOFTSOUND SXT+ R410A HP | COMFORTMAKER | CCH624GKA3* |  | EHD4X30A** | MV12**17C* | 24000 | 13 | 17 | 25000 | 9 | 15300 | 1 | HRCU-A-CB |  |  | 167 | 527 | Yes
5664872 | Active | Systems | SOFTSOUND SXT+ R410A HP | COMFORTMAKER | CCH624GKA3* |  | EHD4X30A** | NOMV106D12* | 24400 | 12.7 | 16.2 | 25000 | 8.5 | 15700 | 1 | HRCU-A-CB |  |  | 178 | 558 | Yes
5691972 | Active | Systems | SOFTSOUND SXT+ R410A HP | COMFORTMAKER | CCH624GKA3* |  | EHD4X30A** | OLV098A12* | 24000 | 12.7 | 16 | 25000 | 8.5 | 15400 | 1 | HRCU-A-CB |  |  | 178 | 558 | Yes
5691960 | Active | Systems | SOFTSOUND SXT+ R410A HP | COMFORTMAKER | CCH624GKA3* |  | EHD4X30A** | OMV098J12* | 24000 | 12.7 | 16.5 | 25000 | 8.5 | 15500 | 1 | HRCU-A-CB |  |  | 172 | 558 | Yes
5664656 | Active | Systems | SOFTSOUND SXT+ R410A HP | COMFORTMAKER | CCH624GKA3* |  | EHD4X30A** | OMV112K14A | 23800 | 13 | 16.7 | 25000 | 9 | 15300 | 1 | HRCU-A-CB |  |  | 169 | 527 | Yes
5664685 | Active | Systems | SOFTSOUND SXT+ R410A HP | COMFORTMAKER | CCH624GKA3* |  | EHD4X30A**+WALLCON | *8MV*0701412** | 24000 | 13 | 17 | 25000 | 9 | 15300 | 1 | HRCU-A-CB |  |  | 167 | 527 | Yes
5664686 | Active | Systems | SOFTSOUND SXT+ R410A HP | COMFORTMAKER | CCH624GKA3* |  | EHD4X30A**+WALLCON | *8MV*0901716** | 24000 | 13.2 | 17 | 25000 | 9 | 15300 | 1 | HRCU-A-CB |  |  | 167 | 527 | Yes
5664687 | Active | Systems | SOFTSOUND SXT+ R410A HP | COMFORTMAKER | CCH624GKA3* |  | EHD4X30A**+WALLCON | *8MV*1102120** | 24000 | 13.2 | 17 | 25000 | 9 | 15300 | 1 | HRCU-A-CB |  |  | 167 | 527 | Yes
5664688 | Active | Systems | SOFTSOUND SXT+ R410A HP | COMFORTMAKER | CCH624GKA3* |  | EHD4X30A**+WALLCON | *8MV*1352422** | 24000 | 13.2 | 17.2 | 25000 | 9 | 15300 | 1 | HRCU-A-CB |  |  | 165 | 527 | Yes
5664750 | Active | Systems | SOFTSOUND SXT+ R410A HP | COMFORTMAKER | CCH624GKA3* |  | EHD4X30A**+WALLCON | *9MA*0601714A** | 23800 | 12.7 | 16.2 | 25000 | 8.5 | 15400 | 1 | HRCU-A-CB |  |  | 174 | 558 | Yes
5664765 | Active | Systems | SOFTSOUND SXT+ R410A HP | COMFORTMAKER | CCH624GKA3* |  | EHD4X30A**+WALLCON | *9MA*0602120A** | 23600 | 12.7 | 16.2 | 25000 | 8.5 | 15400 | 1 | HRCU-A-CB |  |  | 172 | 558 | Yes
5664751 | Active | Systems | SOFTSOUND SXT+ R410A HP | COMFORTMAKER | CCH624GKA3* |  | EHD4X30A**+WALLCON | *9MA*0801714A** | 23800 | 12.7 | 16.5 | 25000 | 8.5 | 15400 | 1 | HRCU-A-CB |  |  | 171 | 558 | Yes
5664766 | Active | Systems | SOFTSOUND SXT+ R410A HP | COMFORTMAKER | CCH624GKA3* |  | EHD4X30A**+WALLCON | *9MA*0802120A** | 23600 | 12.7 | 16.7 | 25000 | 9 | 15300 | 1 | HRCU-A-CB |  |  | 167 | 527 | Yes
5664767 | Active | Systems | SOFTSOUND SXT+ R410A HP | COMFORTMAKER | CCH624GKA3* |  | EHD4X30A**+WALLCON | *9MA*1002122A** | 23600 | 13 | 16.7 | 25000 | 9 | 15300 | 1 | HRCU-A-CB |  |  | 167 | 527 | Yes
5664752 | Active | Systems | SOFTSOUND SXT+ R410A HP | COMFORTMAKER | CCH624GKA3* |  | EHD4X30A**+WALLCON | *9MA*1202422A** | 24000 | 13 | 16.7 | 25000 | 9 | 15400 | 1 | HRCU-A-CB |  |  | 170 | 527 | Yes
5664657 | Active | Systems | SOFTSOUND SXT+ R410A HP | COMFORTMAKER | CCH624GKA3* |  | EHD4X36A** | *8MX*0451408** | 24200 | 13 | 16.5 | 25000 | 9 | 15500 | 1 | HRCU-A-CB |  |  | 174 | 527 | Yes
5664824 | Active | Systems | SOFTSOUND SXT+ R410A HP | COMFORTMAKER | CCH624GKA3* |  | EHD4X36A** | *9MV*0601714A** | 23800 | 12.7 | 16.5 | 25000 | 9 | 15400 | 1 | HRCU-A-CB |  |  | 171 | 527 | Yes
5664825 | Active | Systems | SOFTSOUND SXT+ R410A HP | COMFORTMAKER | CCH624GKA3* |  | EHD4X36A** | *9MV*0801716A** | 24000 | 13 | 17 | 25000 | 9 | 15400 | 1 | HRCU-A-CB |  |  | 167 | 527 | Yes
5664826 | Active | Systems | SOFTSOUND SXT+ R410A HP | COMFORTMAKER | CCH624GKA3* |  | EHD4X36A** | *9MV*0802120A** | 24200 | 13.2 | 17 | 25000 | 9 | 15400 | 1 | HRCU-A-CB |  |  | 169 | 527 | Yes
5664827 | Active | Systems | SOFTSOUND SXT+ R410A HP | COMFORTMAKER | CCH624GKA3* |  | EHD4X36A** | *9MV*1002120A** | 24400 | 13.2 | 17.2 | 25000 | 9 | 15500 | 1 | HRCU-A-CB |  |  | 168 | 527 | Yes
5664828 | Active | Systems | SOFTSOUND SXT+ R410A HP | COMFORTMAKER | CCH624GKA3* |  | EHD4X36A** | *9MV*1202422A** | 24200 | 13.2 | 17 | 25000 | 9 | 15500 | 1 | HRCU-A-CB |  |  | 169 | 527 | Yes
5664724 | Active | Systems | SOFTSOUND SXT+ R410A HP | COMFORTMAKER | CCH624GKA3* |  | EHD4X36A** | *9MX*0601714A** | 25000 | 12.7 | 16.7 | 25000 | 9 | 16000 | 1 | HRCU-A-CB |  |  | 177 | 527 | Yes
5664858 | Active | Systems | SOFTSOUND SXT+ R410A HP | COMFORTMAKER | CCH624GKA3* |  | EHD4X36A** | MV08**14C* | 23800 | 13 | 16.7 | 25000 | 9 | 15200 | 1 | HRCU-A-CB |  |  | 169 | 527 | Yes
5664859 | Active | Systems | SOFTSOUND SXT+ R410A HP | COMFORTMAKER | CCH624GKA3* |  | EHD4X36A** | MV12**17C* | 24000 | 13.2 | 17 | 25000 | 9 | 15300 | 1 | HRCU-A-CB |  |  | 167 | 527 | Yes
5664873 | Active | Systems | SOFTSOUND SXT+ R410A HP | COMFORTMAKER | CCH624GKA3* |  | EHD4X36A** | NOMV106D12* | 24600 | 13 | 16.2 | 25000 | 8.5 | 15700 | 1 | HRCU-A-CB |  |  | 180 | 558 | Yes
5691986 | Active | Systems | SOFTSOUND SXT+ R410A HP | COMFORTMAKER | CCH624GKA3* |  | EHD4X36A** | OLV098A12* | 24000 | 13 | 16 | 25000 | 8.5 | 15400 | 1 | HRCU-A-CB |  |  | 178 | 558 | Yes
5691979 | Active | Systems | SOFTSOUND SXT+ R410A HP | COMFORTMAKER | CCH624GKA3* |  | EHD4X36A** | OMV098J12* | 24000 | 12.7 | 16.5 | 25000 | 9 | 15500 | 1 | HRCU-A-CB |  |  | 172 | 527 | Yes
5664660 | Active | Systems | SOFTSOUND SXT+ R410A HP | COMFORTMAKER | CCH624GKA3* |  | EHD4X36A** | OMV112K14A | 24000 | 13 | 16.7 | 25000 | 9 | 15300 | 1 | HRCU-A-CB |  |  | 170 | 527 | Yes
5664689 | Active | Systems | SOFTSOUND SXT+ R410A HP | COMFORTMAKER | CCH624GKA3* |  | EHD4X36A**+WALLCON | *8MV*0701412** | 24000 | 13.2 | 17 | 25000 | 9 | 15300 | 1 | HRCU-A-CB |  |  | 167 | 527 | Yes
5664690 | Active | Systems | SOFTSOUND SXT+ R410A HP | COMFORTMAKER | CCH624GKA3* |  | EHD4X36A**+WALLCON | *8MV*0901716** | 24000 | 13.2 | 17 | 25000 | 9 | 15300 | 1 | HRCU-A-CB |  |  | 167 | 527 | Yes
5664691 | Active | Systems | SOFTSOUND SXT+ R410A HP | COMFORTMAKER | CCH624GKA3* |  | EHD4X36A**+WALLCON | *8MV*1102120** | 24000 | 13.2 | 17.2 | 25000 | 9 | 15300 | 1 | HRCU-A-CB |  |  | 165 | 527 | Yes
5664692 | Active | Systems | SOFTSOUND SXT+ R410A HP | COMFORTMAKER | CCH624GKA3* |  | EHD4X36A**+WALLCON | *8MV*1352422** | 24000 | 13.2 | 17.2 | 25000 | 9.5 | 15300 | 1 | HRCU-A-CB |  |  | 165 | 499 | Yes
5664753 | Active | Systems | SOFTSOUND SXT+ R410A HP | COMFORTMAKER | CCH624GKA3* |  | EHD4X36A**+WALLCON | *9MA*0601714A** | 24000 | 12.7 | 16.5 | 25000 | 9 | 15400 | 1 | HRCU-A-CB |  |  | 172 | 527 | Yes
5664768 | Active | Systems | SOFTSOUND SXT+ R410A HP | COMFORTMAKER | CCH624GKA3* |  | EHD4X36A**+WALLCON | *9MA*0602120A** | 23600 | 12.7 | 16.2 | 25000 | 9 | 15400 | 1 | HRCU-A-CB |  |  | 172 | 527 | Yes
5664754 | Active | Systems | SOFTSOUND SXT+ R410A HP | COMFORTMAKER | CCH624GKA3* |  | EHD4X36A**+WALLCON | *9MA*0801714A** | 24000 | 13 | 16.5 | 25000 | 9 | 15400 | 1 | HRCU-A-CB |  |  | 172 | 527 | Yes
5664769 | Active | Systems | SOFTSOUND SXT+ R410A HP | COMFORTMAKER | CCH624GKA3* |  | EHD4X36A**+WALLCON | *9MA*0802120A** | 23600 | 13 | 17 | 25000 | 9 | 15400 | 1 | HRCU-A-CB |  |  | 164 | 527 | Yes
5664770 | Active | Systems | SOFTSOUND SXT+ R410A HP | COMFORTMAKER | CCH624GKA3* |  | EHD4X36A**+WALLCON | *9MA*1002122A** | 23600 | 13 | 16.7 | 25000 | 9 | 15300 | 1 | HRCU-A-CB |  |  | 167 | 527 | Yes
5664755 | Active | Systems | SOFTSOUND SXT+ R410A HP | COMFORTMAKER | CCH624GKA3* |  | EHD4X36A**+WALLCON | *9MA*1202422A** | 24000 | 13 | 16.7 | 25000 | 9 | 15400 | 1 | HRCU-A-CB |  |  | 170 | 527 | Yes
5664626 | Active | Systems | SOFTSOUND SXT+ R410A HP | COMFORTMAKER | CCH624GKA3* |  | EN(A,D)4X24*14** | *8MX*0451408** | 23600 | 12.7 | 16.2 | 25000 | 8.5 | 15400 | 1 | HRCU-A-CB |  |  | 172 | 558 | Yes
5664839 | Active | Systems | SOFTSOUND SXT+ R410A HP | COMFORTMAKER | CCH624GKA3* |  | EN(A,D)4X24*14** | MV08**14C* | 23600 | 12.7 | 16.7 | 25000 | 8.5 | 15200 | 1 | HRCU-A-CB |  |  | 167 | 558 | Yes
5664669 | Active | Systems | SOFTSOUND SXT+ R410A HP | COMFORTMAKER | CCH624GKA3* |  | EN(A,D)4X24*14**+WALLCON | *8MV*0701412** | 23800 | 13 | 16.7 | 25000 | 8.5 | 15300 | 1 | HRCU-A-CB |  |  | 169 | 558 | Yes
5664789 | Active | Systems | SOFTSOUND SXT+ R410A HP | COMFORTMAKER | CCH624GKA3* |  | EN(A,D)4X24*17** | *9MV*0601714A** | 23400 | 12.5 | 16.2 | 25000 | 8.5 | 15300 | 1 | HRCU-A-CB |  |  | 171 | 558 | Yes
5664790 | Active | Systems | SOFTSOUND SXT+ R410A HP | COMFORTMAKER | CCH624GKA3* |  | EN(A,D)4X24*17** | *9MV*0801716A** | 23400 | 12.7 | 16.5 | 25000 | 9 | 15200 | 1 | HRCU-A-CB |  |  | 168 | 527 | Yes
5664706 | Active | Systems | SOFTSOUND SXT+ R410A HP | COMFORTMAKER | CCH624GKA3* |  | EN(A,D)4X24*17** | *9MX*0601714A** | 24400 | 12.5 | 16.5 | 25000 | 9 | 15900 | 1 | HRCU-A-CB |  |  | 175 | 527 | Yes
5664840 | Active | Systems | SOFTSOUND SXT+ R410A HP | COMFORTMAKER | CCH624GKA3* |  | EN(A,D)4X24*17** | MV08**14C* | 23600 | 12.7 | 16.7 | 25000 | 8.5 | 15200 | 1 | HRCU-A-CB |  |  | 167 | 558 | Yes
5664841 | Active | Systems | SOFTSOUND SXT+ R410A HP | COMFORTMAKER | CCH624GKA3* |  | EN(A,D)4X24*17** | MV12**17C* | 23800 | 13 | 16.7 | 25000 | 9 | 15300 | 1 | HRCU-A-CB |  |  | 169 | 527 | Yes
5664864 | Active | Systems | SOFTSOUND SXT+ R410A HP | COMFORTMAKER | CCH624GKA3* |  | EN(A,D)4X24*17** | NOMV106D12* | 24200 | 12.5 | 16.2 | 25000 | 8.5 | 15700 | 1 | HRCU-A-CB |  |  | 177 | 558 | Yes
5691871 | Active | Systems | SOFTSOUND SXT+ R410A HP | COMFORTMAKER | CCH624GKA3* |  | EN(A,D)4X24*17** | OLV098A12* | 23800 | 12.5 | 15.7 | 25000 | 8.5 | 15500 | 1 | HRCU-A-CB |  |  | 179 | 558 | Yes
5691861 | Active | Systems | SOFTSOUND SXT+ R410A HP | COMFORTMAKER | CCH624GKA3* |  | EN(A,D)4X24*17** | OMV098J12* | 23800 | 12.5 | 16.5 | 25000 | 8.5 | 15500 | 1 | HRCU-A-CB |  |  | 171 | 558 | Yes
5664629 | Active | Systems | SOFTSOUND SXT+ R410A HP | COMFORTMAKER | CCH624GKA3* |  | EN(A,D)4X24*17** | OMV112K14A | 23600 | 12.7 | 16.7 | 25000 | 8.8 | 15300 | 1 | HRCU-A-CB |  |  | 167 | 539 | Yes
5664670 | Active | Systems | SOFTSOUND SXT+ R410A HP | COMFORTMAKER | CCH624GKA3* |  | EN(A,D)4X24*17**+WALLCON | *8MV*0901716** | 23800 | 13 | 16.7 | 25000 | 8.5 | 15300 | 1 | HRCU-A-CB |  |  | 169 | 558 | Yes
5664733 | Active | Systems | SOFTSOUND SXT+ R410A HP | COMFORTMAKER | CCH624GKA3* |  | EN(A,D)4X24*17**+WALLCON | *9MA*0601714A** | 23600 | 12.5 | 16.2 | 25000 | 8.5 | 15400 | 1 | HRCU-A-CB |  |  | 172 | 558 | Yes
5664734 | Active | Systems | SOFTSOUND SXT+ R410A HP | COMFORTMAKER | CCH624GKA3* |  | EN(A,D)4X24*17**+WALLCON | *9MA*0801714A** | 23600 | 12.7 | 16.2 | 25000 | 8.5 | 15400 | 1 | HRCU-A-CB |  |  | 172 | 558 | Yes
5664630 | Active | Systems | SOFTSOUND SXT+ R410A HP | COMFORTMAKER | CCH624GKA3* |  | EN(A,D)4X30*14** | *8MX*0451408** | 23800 | 12.7 | 16.2 | 25000 | 9 | 15400 | 1 | HRCU-A-CB |  |  | 174 | 527 | Yes
5664842 | Active | Systems | SOFTSOUND SXT+ R410A HP | COMFORTMAKER | CCH624GKA3* |  | EN(A,D)4X30*14** | MV08**14C* | 23600 | 12.7 | 16.7 | 25000 | 9 | 15200 | 1 | HRCU-A-CB |  |  | 167 | 527 | Yes
5664671 | Active | Systems | SOFTSOUND SXT+ R410A HP | COMFORTMAKER | CCH624GKA3* |  | EN(A,D)4X30*14**+WALLCON | *8MV*0701412** | 23800 | 13 | 16.7 | 25000 | 9 | 15300 | 1 | HRCU-A-CB |  |  | 169 | 527 | Yes
5664793 | Active | Systems | SOFTSOUND SXT+ R410A HP | COMFORTMAKER | CCH624GKA3* |  | EN(A,D)4X30*17** | *9MV*0601714A** | 23600 | 12.7 | 16.5 | 25000 | 9 | 15300 | 1 | HRCU-A-CB |  |  | 169 | 527 | Yes
5664794 | Active | Systems | SOFTSOUND SXT+ R410A HP | COMFORTMAKER | CCH624GKA3* |  | EN(A,D)4X30*17** | *9MV*0801716A** | 23800 | 13 | 16.7 | 25000 | 9 | 15300 | 1 | HRCU-A-CB |  |  | 169 | 527 | Yes
5664709 | Active | Systems | SOFTSOUND SXT+ R410A HP | COMFORTMAKER | CCH624GKA3* |  | EN(A,D)4X30*17** | *9MX*0601714A** | 24600 | 12.7 | 16.7 | 25000 | 9 | 15900 | 1 | HRCU-A-CB |  |  | 174 | 527 | Yes
5664843 | Active | Systems | SOFTSOUND SXT+ R410A HP | COMFORTMAKER | CCH624GKA3* |  | EN(A,D)4X30*17** | MV08**14C* | 23600 | 13 | 16.7 | 25000 | 9 | 15200 | 1 | HRCU-A-CB |  |  | 167 | 527 | Yes
5664844 | Active | Systems | SOFTSOUND SXT+ R410A HP | COMFORTMAKER | CCH624GKA3* |  | EN(A,D)4X30*17** | MV12**17C* | 23800 | 13 | 16.7 | 25000 | 9 | 15200 | 1 | HRCU-A-CB |  |  | 169 | 527 | Yes
5664865 | Active | Systems | SOFTSOUND SXT+ R410A HP | COMFORTMAKER | CCH624GKA3* |  | EN(A,D)4X30*17** | NOMV106D12* | 24200 | 12.7 | 16.2 | 25000 | 8.5 | 15600 | 1 | HRCU-A-CB |  |  | 177 | 558 | Yes
5691887 | Active | Systems | SOFTSOUND SXT+ R410A HP | COMFORTMAKER | CCH624GKA3* |  | EN(A,D)4X30*17** | OLV098A12* | 23800 | 12.7 | 16 | 25000 | 8.5 | 15400 | 1 | HRCU-A-CB |  |  | 176 | 558 | Yes
5691881 | Active | Systems | SOFTSOUND SXT+ R410A HP | COMFORTMAKER | CCH624GKA3* |  | EN(A,D)4X30*17** | OMV098J12* | 23800 | 12.7 | 16.5 | 25000 | 8.5 | 15400 | 1 | HRCU-A-CB |  |  | 171 | 558 | Yes
5664633 | Active | Systems | SOFTSOUND SXT+ R410A HP | COMFORTMAKER | CCH624GKA3* |  | EN(A,D)4X30*17** | OMV112K14A | 23800 | 13 | 16.7 | 25000 | 9 | 15300 | 1 | HRCU-A-CB |  |  | 169 | 527 | Yes
5664672 | Active | Systems | SOFTSOUND SXT+ R410A HP | COMFORTMAKER | CCH624GKA3* |  | EN(A,D)4X30*17**+WALLCON | *8MV*0901716** | 23800 | 13.2 | 16.7 | 25000 | 9 | 15200 | 1 | HRCU-A-CB |  |  | 169 | 527 | Yes
5664735 | Active | Systems | SOFTSOUND SXT+ R410A HP | COMFORTMAKER | CCH624GKA3* |  | EN(A,D)4X30*17**+WALLCON | *9MA*0601714A** | 23800 | 12.7 | 16.2 | 25000 | 8.5 | 15400 | 1 | HRCU-A-CB |  |  | 174 | 558 | Yes
5664736 | Active | Systems | SOFTSOUND SXT+ R410A HP | COMFORTMAKER | CCH624GKA3* |  | EN(A,D)4X30*17**+WALLCON | *9MA*0801714A** | 23800 | 12.7 | 16.5 | 25000 | 8.5 | 15300 | 1 | HRCU-A-CB |  |  | 171 | 558 | Yes
5664798 | Active | Systems | SOFTSOUND SXT+ R410A HP | COMFORTMAKER | CCH624GKA3* |  | EN(A,D)4X36*21** | *9MV*0601714A** | 23600 | 12.7 | 16.5 | 25000 | 9 | 15300 | 1 | HRCU-A-CB |  |  | 169 | 527 | Yes
5664799 | Active | Systems | SOFTSOUND SXT+ R410A HP | COMFORTMAKER | CCH624GKA3* |  | EN(A,D)4X36*21** | *9MV*0801716A** | 23800 | 13 | 16.7 | 25000 | 9 | 15300 | 1 | HRCU-A-CB |  |  | 169 | 527 | Yes
5664800 | Active | Systems | SOFTSOUND SXT+ R410A HP | COMFORTMAKER | CCH624GKA3* |  | EN(A,D)4X36*21** | *9MV*0802120A** | 24000 | 13 | 17 | 25000 | 9 | 15400 | 1 | HRCU-A-CB |  |  | 167 | 527 | Yes
5664801 | Active | Systems | SOFTSOUND SXT+ R410A HP | COMFORTMAKER | CCH624GKA3* |  | EN(A,D)4X36*21** | *9MV*1002120A** | 24200 | 13.2 | 17 | 25000 | 9 | 15400 | 1 | HRCU-A-CB |  |  | 169 | 527 | Yes
5664712 | Active | Systems | SOFTSOUND SXT+ R410A HP | COMFORTMAKER | CCH624GKA3* |  | EN(A,D)4X36*21** | *9MX*0601714A** | 24600 | 12.7 | 16.7 | 25000 | 9 | 15900 | 1 | HRCU-A-CB |  |  | 174 | 527 | Yes
5664847 | Active | Systems | SOFTSOUND SXT+ R410A HP | COMFORTMAKER | CCH624GKA3* |  | EN(A,D)4X36*21** | MV12**17C* | 23800 | 13 | 16.7 | 25000 | 9 | 15200 | 1 | HRCU-A-CB |  |  | 169 | 527 | Yes
5664867 | Active | Systems | SOFTSOUND SXT+ R410A HP | COMFORTMAKER | CCH624GKA3* |  | EN(A,D)4X36*21** | NOMV106D12* | 24400 | 12.7 | 16.2 | 25000 | 8.5 | 15600 | 1 | HRCU-A-CB |  |  | 178 | 558 | Yes
5664674 | Active | Systems | SOFTSOUND SXT+ R410A HP | COMFORTMAKER | CCH624GKA3* |  | EN(A,D)4X36*21**+WALLCON | *8MV*1102120** | 23800 | 13.2 | 17 | 25000 | 9 | 15300 | 1 | HRCU-A-CB |  |  | 166 | 527 | Yes
5664739 | Active | Systems | SOFTSOUND SXT+ R410A HP | COMFORTMAKER | CCH624GKA3* |  | EN(A,D)4X36*21**+WALLCON | *9MA*0601714A** | 23800 | 12.7 | 16.2 | 25000 | 9 | 15400 | 1 | HRCU-A-CB |  |  | 174 | 527 | Yes
5664759 | Active | Systems | SOFTSOUND SXT+ R410A HP | COMFORTMAKER | CCH624GKA3* |  | EN(A,D)4X36*21**+WALLCON | *9MA*0602120A** | 23400 | 12.7 | 16.2 | 25000 | 8.5 | 15300 | 1 | HRCU-A-CB |  |  | 171 | 558 | Yes
5664740 | Active | Systems | SOFTSOUND SXT+ R410A HP | COMFORTMAKER | CCH624GKA3* |  | EN(A,D)4X36*21**+WALLCON | *9MA*0801714A** | 23800 | 12.7 | 16.5 | 25000 | 8.5 | 15300 | 1 | HRCU-A-CB |  |  | 171 | 558 | Yes
5664760 | Active | Systems | SOFTSOUND SXT+ R410A HP | COMFORTMAKER | CCH624GKA3* |  | EN(A,D)4X36*21**+WALLCON | *9MA*0802120A** | 23400 | 12.7 | 16.7 | 25000 | 9 | 15300 | 1 | HRCU-A-CB |  |  | 166 | 527 | Yes
5664761 | Active | Systems | SOFTSOUND SXT+ R410A HP | COMFORTMAKER | CCH624GKA3* |  | EN(A,D)4X36*21**+WALLCON | *9MA*1002122A** | 23400 | 13 | 16.7 | 25000 | 9 | 15300 | 1 | HRCU-A-CB |  |  | 166 | 527 | Yes
5664796 | Active | Systems | SOFTSOUND SXT+ R410A HP | COMFORTMAKER | CCH624GKA3* |  | EN(A,D,W)4X36*17** | *9MV*0601714A** | 23600 | 12.7 | 16.5 | 25000 | 9 | 15300 | 1 | HRCU-A-CB |  |  | 169 | 527 | Yes
5664797 | Active | Systems | SOFTSOUND SXT+ R410A HP | COMFORTMAKER | CCH624GKA3* |  | EN(A,D,W)4X36*17** | *9MV*0801716A** | 23800 | 13 | 16.7 | 25000 | 9 | 15300 | 1 | HRCU-A-CB |  |  | 169 | 527 | Yes
5664711 | Active | Systems | SOFTSOUND SXT+ R410A HP | COMFORTMAKER | CCH624GKA3* |  | EN(A,D,W)4X36*17** | *9MX*0601714A** | 24600 | 12.7 | 16.7 | 25000 | 9 | 15900 | 1 | HRCU-A-CB |  |  | 174 | 527 | Yes
5664845 | Active | Systems | SOFTSOUND SXT+ R410A HP | COMFORTMAKER | CCH624GKA3* |  | EN(A,D,W)4X36*17** | MV08**14C* | 23600 | 13 | 16.7 | 25000 | 9 | 15200 | 1 | HRCU-A-CB |  |  | 167 | 527 | Yes
5664846 | Active | Systems | SOFTSOUND SXT+ R410A HP | COMFORTMAKER | CCH624GKA3* |  | EN(A,D,W)4X36*17** | MV12**17C* | 23800 | 13 | 16.7 | 25000 | 9 | 15200 | 1 | HRCU-A-CB |  |  | 169 | 527 | Yes
5664866 | Active | Systems | SOFTSOUND SXT+ R410A HP | COMFORTMAKER | CCH624GKA3* |  | EN(A,D,W)4X36*17** | NOMV106D12* | 24200 | 12.7 | 16.2 | 25000 | 8.5 | 15600 | 1 | HRCU-A-CB |  |  | 177 | 558 | Yes
5691900 | Active | Systems | SOFTSOUND SXT+ R410A HP | COMFORTMAKER | CCH624GKA3* |  | EN(A,D,W)4X36*17** | OLV098A12* | 23800 | 12.7 | 16 | 25000 | 8.5 | 15400 | 1 | HRCU-A-CB |  |  | 176 | 558 | Yes
5691893 | Active | Systems | SOFTSOUND SXT+ R410A HP | COMFORTMAKER | CCH624GKA3* |  | EN(A,D,W)4X36*17** | OMV098J12* | 23800 | 12.7 | 16.5 | 25000 | 8.5 | 15400 | 1 | HRCU-A-CB |  |  | 171 | 558 | Yes
5664636 | Active | Systems | SOFTSOUND SXT+ R410A HP | COMFORTMAKER | CCH624GKA3* |  | EN(A,D,W)4X36*17** | OMV112K14A | 23800 | 13 | 16.7 | 25000 | 9 | 15300 | 1 | HRCU-A-CB |  |  | 169 | 527 | Yes
5664673 | Active | Systems | SOFTSOUND SXT+ R410A HP | COMFORTMAKER | CCH624GKA3* |  | EN(A,D,W)4X36*17**+WALLCON | *8MV*0901716** | 23800 | 13.2 | 16.7 | 25000 | 9 | 15200 | 1 | HRCU-A-CB |  |  | 169 | 527 | Yes
5664737 | Active | Systems | SOFTSOUND SXT+ R410A HP | COMFORTMAKER | CCH624GKA3* |  | EN(A,D,W)4X36*17**+WALLCON | *9MA*0601714A** | 23800 | 12.7 | 16.2 | 25000 | 8.5 | 15400 | 1 | HRCU-A-CB |  |  | 174 | 558 | Yes
5664738 | Active | Systems | SOFTSOUND SXT+ R410A HP | COMFORTMAKER | CCH624GKA3* |  | EN(A,D,W)4X36*17**+WALLCON | *9MA*0801714A** | 23800 | 12.7 | 16.5 | 25000 | 9 | 15300 | 1 | HRCU-A-CB |  |  | 171 | 527 | Yes
5664637 | Active | Systems | SOFTSOUND SXT+ R410A HP | COMFORTMAKER | CCH624GKA3* |  | ENH4X24*17** | *8MX*0451408** | 23600 | 12.7 | 16.2 | 25000 | 8.5 | 15400 | 1 | HRCU-A-CB |  |  | 172 | 558 | Yes
5664803 | Active | Systems | SOFTSOUND SXT+ R410A HP | COMFORTMAKER | CCH624GKA3* |  | ENH4X24*17** | *9MV*0601714A** | 23400 | 12.5 | 16.2 | 25000 | 8.5 | 15300 | 1 | HRCU-A-CB |  |  | 171 | 558 | Yes
5664804 | Active | Systems | SOFTSOUND SXT+ R410A HP | COMFORTMAKER | CCH624GKA3* |  | ENH4X24*17** | *9MV*0801716A** | 23400 | 12.7 | 16.5 | 25000 | 9 | 15200 | 1 | HRCU-A-CB |  |  | 168 | 527 | Yes
5664714 | Active | Systems | SOFTSOUND SXT+ R410A HP | COMFORTMAKER | CCH624GKA3* |  | ENH4X24*17** | *9MX*0601714A** | 24400 | 12.5 | 16.5 | 25000 | 9 | 15900 | 1 | HRCU-A-CB |  |  | 175 | 527 | Yes
5664848 | Active | Systems | SOFTSOUND SXT+ R410A HP | COMFORTMAKER | CCH624GKA3* |  | ENH4X24*17** | MV08**14C* | 23600 | 12.7 | 16.7 | 25000 | 8.5 | 15200 | 1 | HRCU-A-CB |  |  | 167 | 558 | Yes
5664849 | Active | Systems | SOFTSOUND SXT+ R410A HP | COMFORTMAKER | CCH624GKA3* |  | ENH4X24*17** | MV12**17C* | 23800 | 13 | 16.7 | 25000 | 9 | 15300 | 1 | HRCU-A-CB |  |  | 169 | 527 | Yes
5664868 | Active | Systems | SOFTSOUND SXT+ R410A HP | COMFORTMAKER | CCH624GKA3* |  | ENH4X24*17** | NOMV106D12* | 24200 | 12.5 | 16.2 | 25000 | 8.5 | 15700 | 1 | HRCU-A-CB |  |  | 177 | 558 | Yes
5691914 | Active | Systems | SOFTSOUND SXT+ R410A HP | COMFORTMAKER | CCH624GKA3* |  | ENH4X24*17** | OLV098A12* | 23800 | 12.5 | 15.7 | 25000 | 8.5 | 15500 | 1 | HRCU-A-CB |  |  | 179 | 558 | Yes
5691908 | Active | Systems | SOFTSOUND SXT+ R410A HP | COMFORTMAKER | CCH624GKA3* |  | ENH4X24*17** | OMV098J12* | 23800 | 12.5 | 16.5 | 25000 | 8.5 | 15500 | 1 | HRCU-A-CB |  |  | 171 | 558 | Yes
5664640 | Active | Systems | SOFTSOUND SXT+ R410A HP | COMFORTMAKER | CCH624GKA3* |  | ENH4X24*17** | OMV112K14A | 23600 | 12.7 | 16.7 | 25000 | 8.8 | 15300 | 1 | HRCU-A-CB |  |  | 167 | 539 | Yes
5664675 | Active | Systems | SOFTSOUND SXT+ R410A HP | COMFORTMAKER | CCH624GKA3* |  | ENH4X24*17**+WALLCON | *8MV*0701412** | 23800 | 13 | 16.7 | 25000 | 8.5 | 15300 | 1 | HRCU-A-CB |  |  | 169 | 558 | Yes
5664676 | Active | Systems | SOFTSOUND SXT+ R410A HP | COMFORTMAKER | CCH624GKA3* |  | ENH4X24*17**+WALLCON | *8MV*0901716** | 23800 | 13 | 16.7 | 25000 | 8.5 | 15300 | 1 | HRCU-A-CB |  |  | 169 | 558 | Yes
5664741 | Active | Systems | SOFTSOUND SXT+ R410A HP | COMFORTMAKER | CCH624GKA3* |  | ENH4X24*17**+WALLCON | *9MA*0601714A** | 23600 | 12.5 | 16.2 | 25000 | 8.5 | 15400 | 1 | HRCU-A-CB |  |  | 172 | 558 | Yes
5664742 | Active | Systems | SOFTSOUND SXT+ R410A HP | COMFORTMAKER | CCH624GKA3* |  | ENH4X24*17**+WALLCON | *9MA*0801714A** | 23600 | 12.7 | 16.2 | 25000 | 8.5 | 15400 | 1 | HRCU-A-CB |  |  | 172 | 558 | Yes
5664641 | Active | Systems | SOFTSOUND SXT+ R410A HP | COMFORTMAKER | CCH624GKA3* |  | ENH4X30*17** | *8MX*0451408** | 24000 | 12.7 | 16.5 | 25000 | 9 | 15500 | 1 | HRCU-A-CB |  |  | 172 | 527 | Yes
5664806 | Active | Systems | SOFTSOUND SXT+ R410A HP | COMFORTMAKER | CCH624GKA3* |  | ENH4X30*17** | *9MV*0601714A** | 23600 | 12.7 | 16.5 | 25000 | 9 | 15300 | 1 | HRCU-A-CB |  |  | 169 | 527 | Yes
5664807 | Active | Systems | SOFTSOUND SXT+ R410A HP | COMFORTMAKER | CCH624GKA3* |  | ENH4X30*17** | *9MV*0801716A** | 23800 | 13 | 16.7 | 25000 | 9 | 15300 | 1 | HRCU-A-CB |  |  | 169 | 527 | Yes
5664716 | Active | Systems | SOFTSOUND SXT+ R410A HP | COMFORTMAKER | CCH624GKA3* |  | ENH4X30*17** | *9MX*0601714A** | 24600 | 12.7 | 16.7 | 25000 | 9 | 15900 | 1 | HRCU-A-CB |  |  | 174 | 527 | Yes
5664850 | Active | Systems | SOFTSOUND SXT+ R410A HP | COMFORTMAKER | CCH624GKA3* |  | ENH4X30*17** | MV08**14C* | 23600 | 13 | 16.7 | 25000 | 9 | 15200 | 1 | HRCU-A-CB |  |  | 167 | 527 | Yes
5664851 | Active | Systems | SOFTSOUND SXT+ R410A HP | COMFORTMAKER | CCH624GKA3* |  | ENH4X30*17** | MV12**17C* | 23800 | 13 | 16.7 | 25000 | 9 | 15200 | 1 | HRCU-A-CB |  |  | 169 | 527 | Yes
5664869 | Active | Systems | SOFTSOUND SXT+ R410A HP | COMFORTMAKER | CCH624GKA3* |  | ENH4X30*17** | NOMV106D12* | 24200 | 12.7 | 16.2 | 25000 | 8.5 | 15600 | 1 | HRCU-A-CB |  |  | 177 | 558 | Yes
5691924 | Active | Systems | SOFTSOUND SXT+ R410A HP | COMFORTMAKER | CCH624GKA3* |  | ENH4X30*17** | OLV098A12* | 23800 | 12.7 | 16 | 25000 | 8.5 | 15400 | 1 | HRCU-A-CB |  |  | 176 | 558 | Yes
5691917 | Active | Systems | SOFTSOUND SXT+ R410A HP | COMFORTMAKER | CCH624GKA3* |  | ENH4X30*17** | OMV098J12* | 23800 | 12.7 | 16.5 | 25000 | 8.5 | 15400 | 1 | HRCU-A-CB |  |  | 171 | 558 | Yes
5664644 | Active | Systems | SOFTSOUND SXT+ R410A HP | COMFORTMAKER | CCH624GKA3* |  | ENH4X30*17** | OMV112K14A | 23800 | 13 | 16.7 | 25000 | 9 | 15300 | 1 | HRCU-A-CB |  |  | 169 | 527 | Yes
5664677 | Active | Systems | SOFTSOUND SXT+ R410A HP | COMFORTMAKER | CCH624GKA3* |  | ENH4X30*17**+WALLCON | *8MV*0701412** | 23800 | 13 | 16.7 | 25000 | 9 | 15300 | 1 | HRCU-A-CB |  |  | 169 | 527 | Yes
5664678 | Active | Systems | SOFTSOUND SXT+ R410A HP | COMFORTMAKER | CCH624GKA3* |  | ENH4X30*17**+WALLCON | *8MV*0901716** | 23800 | 13.2 | 16.7 | 25000 | 9 | 15200 | 1 | HRCU-A-CB |  |  | 169 | 527 | Yes
5664743 | Active | Systems | SOFTSOUND SXT+ R410A HP | COMFORTMAKER | CCH624GKA3* |  | ENH4X30*17**+WALLCON | *9MA*0601714A** | 23800 | 12.7 | 16.2 | 25000 | 8.5 | 15400 | 1 | HRCU-A-CB |  |  | 174 | 558 | Yes
5664744 | Active | Systems | SOFTSOUND SXT+ R410A HP | COMFORTMAKER | CCH624GKA3* |  | ENH4X30*17**+WALLCON | *9MA*0801714A** | 23800 | 12.7 | 16.5 | 25000 | 8.5 | 15300 | 1 | HRCU-A-CB |  |  | 171 | 558 | Yes
5664645 | Active | Systems | SOFTSOUND SXT+ R410A HP | COMFORTMAKER | CCH624GKA3* |  | ENH4X36*17** | *8MX*0451408** | 24000 | 12.7 | 16.5 | 25000 | 9 | 15500 | 1 | HRCU-A-CB |  |  | 172 | 527 | Yes
5664809 | Active | Systems | SOFTSOUND SXT+ R410A HP | COMFORTMAKER | CCH624GKA3* |  | ENH4X36*17** | *9MV*0601714A** | 23600 | 12.7 | 16.5 | 25000 | 9 | 15300 | 1 | HRCU-A-CB |  |  | 169 | 527 | Yes
5664810 | Active | Systems | SOFTSOUND SXT+ R410A HP | COMFORTMAKER | CCH624GKA3* |  | ENH4X36*17** | *9MV*0801716A** | 23800 | 13 | 16.7 | 25000 | 9 | 15300 | 1 | HRCU-A-CB |  |  | 169 | 527 | Yes
5664718 | Active | Systems | SOFTSOUND SXT+ R410A HP | COMFORTMAKER | CCH624GKA3* |  | ENH4X36*17** | *9MX*0601714A** | 24600 | 12.7 | 16.7 | 25000 | 9 | 15900 | 1 | HRCU-A-CB |  |  | 174 | 527 | Yes
5664852 | Active | Systems | SOFTSOUND SXT+ R410A HP | COMFORTMAKER | CCH624GKA3* |  | ENH4X36*17** | MV08**14C* | 23600 | 13 | 16.7 | 25000 | 9 | 15200 | 1 | HRCU-A-CB |  |  | 167 | 527 | Yes
5664853 | Active | Systems | SOFTSOUND SXT+ R410A HP | COMFORTMAKER | CCH624GKA3* |  | ENH4X36*17** | MV12**17C* | 23800 | 13 | 16.7 | 25000 | 9 | 15200 | 1 | HRCU-A-CB |  |  | 169 | 527 | Yes
5664870 | Active | Systems | SOFTSOUND SXT+ R410A HP | COMFORTMAKER | CCH624GKA3* |  | ENH4X36*17** | NOMV106D12* | 24200 | 12.7 | 16.2 | 25000 | 8.5 | 15600 | 1 | HRCU-A-CB |  |  | 177 | 558 | Yes
5691939 | Active | Systems | SOFTSOUND SXT+ R410A HP | COMFORTMAKER | CCH624GKA3* |  | ENH4X36*17** | OLV098A12* | 23800 | 12.7 | 16 | 25000 | 8.5 | 15400 | 1 | HRCU-A-CB |  |  | 176 | 558 | Yes
5691932 | Active | Systems | SOFTSOUND SXT+ R410A HP | COMFORTMAKER | CCH624GKA3* |  | ENH4X36*17** | OMV098J12* | 23800 | 12.7 | 16.5 | 25000 | 8.5 | 15400 | 1 | HRCU-A-CB |  |  | 171 | 558 | Yes
5664648 | Active | Systems | SOFTSOUND SXT+ R410A HP | COMFORTMAKER | CCH624GKA3* |  | ENH4X36*17** | OMV112K14A | 23800 | 13 | 16.7 | 25000 | 9 | 15300 | 1 | HRCU-A-CB |  |  | 169 | 527 | Yes
5664679 | Active | Systems | SOFTSOUND SXT+ R410A HP | COMFORTMAKER | CCH624GKA3* |  | ENH4X36*17**+WALLCON | *8MV*0701412** | 23800 | 13 | 16.7 | 25000 | 9 | 15300 | 1 | HRCU-A-CB |  |  | 169 | 527 | Yes
5664680 | Active | Systems | SOFTSOUND SXT+ R410A HP | COMFORTMAKER | CCH624GKA3* |  | ENH4X36*17**+WALLCON | *8MV*0901716** | 23800 | 13.2 | 16.7 | 25000 | 9 | 15200 | 1 | HRCU-A-CB |  |  | 169 | 527 | Yes
5664745 | Active | Systems | SOFTSOUND SXT+ R410A HP | COMFORTMAKER | CCH624GKA3* |  | ENH4X36*17**+WALLCON | *9MA*0601714A** | 23800 | 12.7 | 16.2 | 25000 | 8.5 | 15400 | 1 | HRCU-A-CB |  |  | 174 | 558 | Yes
5664746 | Active | Systems | SOFTSOUND SXT+ R410A HP | COMFORTMAKER | CCH624GKA3* |  | ENH4X36*17**+WALLCON | *9MA*0801714A** | 23800 | 12.7 | 16.5 | 25000 | 8.5 | 15300 | 1 | HRCU-A-CB |  |  | 171 | 558 | Yes
5664693 | Active | Systems | SOFTSOUND SXT+ R410A HP | COMFORTMAKER | CCH624GKA3* |  | FCM4X24****+WALLCON |  | 24000 | 13.2 | 17 | 25000 | 9 | 15200 | 1 | HRCU-A-CB |  |  | 167 | 527 | Yes
5664694 | Active | Systems | SOFTSOUND SXT+ R410A HP | COMFORTMAKER | CCH624GKA3* |  | FCM4X36****+WALLCON |  | 24000 | 13.2 | 17 | 25000 | 9 | 15200 | 1 | HRCU-A-CB |  |  | 167 | 527 | Yes
5664594 | Active | Systems | SOFTSOUND SXT+ R410A HP | COMFORTMAKER | CCH624GKA3* |  | FVM4X24**** |  | 24000 | 13 | 17 | 25000 | 9 | 15300 | 1 | HRCU-A-CB | Yes |  | 167 | 527 | Yes
5664661 | Active | Systems | SOFTSOUND SXT+ R410A HP | COMFORTMAKER | CCH624GKA3* |  | FVM4X36**** |  | 24000 | 13.2 | 17 | 25000 | 9 | 15200 | 1 | HRCU-A-CB |  |  | 167 | 527 | Yes
5247086 | Discontinued | Systems | SOFTSOUND SXT+ R410A HP | COMFORTMAKER | CCH636GKA* |  | EA*4X36*17A*+WALLCON | *8MV*0901716** | 34600 | 12.5 | 16 | 35000 | 9 | 22200 | 1 | HRCU-A-CB |  |  | 256 | 737 | Yes
5247141 | Discontinued | Systems | SOFTSOUND SXT+ R410A HP | COMFORTMAKER | CCH636GKA* |  | EA*4X36*21A* | *8MX*0902116** | 34800 | 12.5 | 16 | 35000 | 9 | 22200 | 1 | HRCU-A-CB |  |  | 258 | 737 | Yes
5426909 | Discontinued | Systems | SOFTSOUND SXT+ R410A HP | COMFORTMAKER | CCH636GKA* |  | EA*4X36*21A* | MV12**17C* | 34800 | 12.5 | 16.2 | 35000 | 9 | 22200 | 1 | HRCU-A-CB |  |  | 254 | 737 | Yes
5426910 | Discontinued | Systems | SOFTSOUND SXT+ R410A HP | COMFORTMAKER | CCH636GKA* |  | EA*4X36*21A* | MV16**21C* | 34600 | 12.5 | 16.2 | 34800 | 9 | 22000 | 1 | HRCU-A-CB |  |  | 253 | 737 | Yes
5247087 | Discontinued | Systems | SOFTSOUND SXT+ R410A HP | COMFORTMAKER | CCH636GKA* |  | EA*4X36*21A*+WALLCON | *8MV*0901716** | 34600 | 12.5 | 16.2 | 34800 | 9 | 22200 | 1 | HRCU-A-CB |  |  | 253 | 737 | Yes
5247088 | Discontinued | Systems | SOFTSOUND SXT+ R410A HP | COMFORTMAKER | CCH636GKA* |  | EA*4X36*21A*+WALLCON | *8MV*1102120** | 34600 | 12.5 | 16.2 | 34800 | 9 | 22200 | 1 | HRCU-A-CB |  |  | 253 | 737 | Yes
5247411 | Discontinued | Systems | SOFTSOUND SXT+ R410A HP | COMFORTMAKER | CCH636GKA* |  | EA*4X36*21A*+WALLCON | *9MA*1002122A** | 34200 | 12.5 | 16 | 35000 | 9 | 23800 | 1 | HRCU-A-CB |  |  | 253 | 737 | Yes
5247143 | Discontinued | Systems | SOFTSOUND SXT+ R410A HP | COMFORTMAKER | CCH636GKA* |  | EA*4X42*21A* | *8MX*0902116** | 35000 | 12.5 | 16 | 35200 | 9 | 22400 | 1 | HRCU-A-CB |  |  | 259 | 737 | Yes
5247383 | Discontinued | Systems | SOFTSOUND SXT+ R410A HP | COMFORTMAKER | CCH636GKA* |  | EA*4X42*21A* | *9MV*0802120A** | 34200 | 12.5 | 16 | 34600 | 9 | 21800 | 1 | HRCU-A-CB |  |  | 253 | 737 | Yes
5247384 | Discontinued | Systems | SOFTSOUND SXT+ R410A HP | COMFORTMAKER | CCH636GKA* |  | EA*4X42*21A* | *9MV*1002120A** | 34200 | 12.5 | 16 | 34600 | 8.7 | 21800 | 1 | HRCU-A-CB |  |  | 253 | 763 | Yes
5426911 | Discontinued | Systems | SOFTSOUND SXT+ R410A HP | COMFORTMAKER | CCH636GKA* |  | EA*4X42*21A* | MV12**17C* | 35000 | 12.5 | 16.2 | 35000 | 9 | 22200 | 1 | HRCU-A-CB |  |  | 256 | 737 | Yes
5426912 | Discontinued | Systems | SOFTSOUND SXT+ R410A HP | COMFORTMAKER | CCH636GKA* |  | EA*4X42*21A* | MV16**21C* | 35000 | 12.5 | 16.5 | 35000 | 9 | 22200 | 1 | HRCU-A-CB |  |  | 251 | 737 | Yes
5247089 | Discontinued | Systems | SOFTSOUND SXT+ R410A HP | COMFORTMAKER | CCH636GKA* |  | EA*4X42*21A*+WALLCON | *8MV*0901716** | 35000 | 12.5 | 16.2 | 35000 | 9 | 22200 | 1 | HRCU-A-CB |  |  | 256 | 737 | Yes
5247090 | Discontinued | Systems | SOFTSOUND SXT+ R410A HP | COMFORTMAKER | CCH636GKA* |  | EA*4X42*21A*+WALLCON | *8MV*1102120** | 35000 | 12.5 | 16.2 | 35000 | 9 | 22200 | 1 | HRCU-A-CB |  |  | 256 | 737 | Yes
5247413 | Discontinued | Systems | SOFTSOUND SXT+ R410A HP | COMFORTMAKER | CCH636GKA* |  | EA*4X42*21A*+WALLCON | *9MA*0802120A** | 34400 | 12.5 | 16 | 35000 | 9 | 24000 | 1 | HRCU-A-CB |  |  | 255 | 737 | Yes
5247414 | Discontinued | Systems | SOFTSOUND SXT+ R410A HP | COMFORTMAKER | CCH636GKA* |  | EA*4X42*21A*+WALLCON | *9MA*1002122A** | 34600 | 12.5 | 16 | 35000 | 9 | 24000 | 1 | HRCU-A-CB |  |  | 256 | 737 | Yes
5247144 | Discontinued | Systems | SOFTSOUND SXT+ R410A HP | COMFORTMAKER | CCH636GKA* |  | EA*4X42*24A* | *8MX*0902116** | 35200 | 12.5 | 16 | 35200 | 9 | 22400 | 1 | HRCU-A-CB |  |  | 260 | 737 | Yes
5247385 | Discontinued | Systems | SOFTSOUND SXT+ R410A HP | COMFORTMAKER | CCH636GKA* |  | EA*4X42*24A* | *9MV*0802120A** | 34200 | 12.5 | 16 | 34600 | 9 | 21800 | 1 | HRCU-A-CB |  |  | 253 | 737 | Yes
5247386 | Discontinued | Systems | SOFTSOUND SXT+ R410A HP | COMFORTMAKER | CCH636GKA* |  | EA*4X42*24A* | *9MV*1002120A** | 34200 | 12.5 | 16 | 34600 | 9 | 21800 | 1 | HRCU-A-CB |  |  | 253 | 737 | Yes
5247372 | Discontinued | Systems | SOFTSOUND SXT+ R410A HP | COMFORTMAKER | CCH636GKA* |  | EA*4X42*24A* | *9MV*1202422A** | 34400 | 12.5 | 16.2 | 34800 | 9 | 21800 | 1 | HRCU-A-CB |  |  | 251 | 737 | Yes
5426913 | Discontinued | Systems | SOFTSOUND SXT+ R410A HP | COMFORTMAKER | CCH636GKA* |  | EA*4X42*24A* | MV16**21C* | 35000 | 12.7 | 16.5 | 35000 | 9 | 22200 | 1 | HRCU-A-CB |  |  | 251 | 737 | Yes
5426914 | Discontinued | Systems | SOFTSOUND SXT+ R410A HP | COMFORTMAKER | CCH636GKA* |  | EA*4X42*24A* | MV20**24C* | 34800 | 12.7 | 16.5 | 34800 | 9 | 22000 | 1 | HRCU-A-CB |  |  | 250 | 737 | Yes
5247091 | Discontinued | Systems | SOFTSOUND SXT+ R410A HP | COMFORTMAKER | CCH636GKA* |  | EA*4X42*24A*+WALLCON | *8MV*1102120** | 35000 | 12.5 | 16.2 | 35000 | 9 | 22200 | 1 | HRCU-A-CB |  |  | 256 | 737 | Yes
5247092 | Discontinued | Systems | SOFTSOUND SXT+ R410A HP | COMFORTMAKER | CCH636GKA* |  | EA*4X42*24A*+WALLCON | *8MV*1352422** | 35000 | 12.7 | 16.5 | 35000 | 9 | 22000 | 1 | HRCU-A-CB |  |  | 251 | 737 | Yes
5247416 | Discontinued | Systems | SOFTSOUND SXT+ R410A HP | COMFORTMAKER | CCH636GKA* |  | EA*4X42*24A*+WALLCON | *9MA*0802120A** | 34400 | 12.5 | 16 | 35000 | 9 | 24000 | 1 | HRCU-A-CB |  |  | 255 | 737 | Yes
5247417 | Discontinued | Systems | SOFTSOUND SXT+ R410A HP | COMFORTMAKER | CCH636GKA* |  | EA*4X42*24A*+WALLCON | *9MA*1002122A** | 34600 | 12.5 | 16 | 35000 | 9 | 23800 | 1 | HRCU-A-CB |  |  | 256 | 737 | Yes
5247300 | Discontinued | Systems | SOFTSOUND SXT+ R410A HP | COMFORTMAKER | CCH636GKA* |  | EA*4X42*24A*+WALLCON | *9MA*1202422A** | 34400 | 12.5 | 16 | 35000 | 9 | 22200 | 1 | HRCU-A-CB |  |  | 255 | 737 | Yes
5247266 | Discontinued | Systems | SOFTSOUND SXT+ R410A HP | COMFORTMAKER | CCH636GKA* |  | EA*4X48*17A* | *9MX*0801716A** | 35400 | 12.5 | 16 | 35800 | 9.2 | 22600 | 1 | HRCU-A-CB |  |  | 262 | 721 | Yes
5426915 | Discontinued | Systems | SOFTSOUND SXT+ R410A HP | COMFORTMAKER | CCH636GKA* |  | EA*4X48*17A* | MV08**14C* | 35400 | 12.5 | 16.5 | 35400 | 9 | 22400 | 1 | HRCU-A-CB |  |  | 254 | 737 | Yes
5426916 | Discontinued | Systems | SOFTSOUND SXT+ R410A HP | COMFORTMAKER | CCH636GKA* |  | EA*4X48*17A* | MV12**17C* | 35800 | 12.7 | 16.7 | 35600 | 9 | 22400 | 1 | HRCU-A-CB |  |  | 254 | 737 | Yes
5247194 | Discontinued | Systems | SOFTSOUND SXT+ R410A HP | COMFORTMAKER | CCH636GKA* |  | EA*4X48*17A* | OMV112K14A | 35400 | 12.5 | 16.5 | 35600 | 9.2 | 22600 | 1 | HRCU-A-CB |  |  | 254 | 721 | Yes
5247093 | Discontinued | Systems | SOFTSOUND SXT+ R410A HP | COMFORTMAKER | CCH636GKA* |  | EA*4X48*17A*+WALLCON | *8MV*0701412** | 35600 | 12.5 | 16.5 | 35800 | 9.2 | 22600 | 1 | HRCU-A-CB |  |  | 255 | 721 | Yes
5247094 | Discontinued | Systems | SOFTSOUND SXT+ R410A HP | COMFORTMAKER | CCH636GKA* |  | EA*4X48*17A*+WALLCON | *8MV*0901716** | 35800 | 12.7 | 16.7 | 35600 | 9.2 | 22400 | 1 | HRCU-A-CB |  |  | 254 | 721 | Yes
5247302 | Discontinued | Systems | SOFTSOUND SXT+ R410A HP | COMFORTMAKER | CCH636GKA* |  | EA*4X48*17A*+WALLCON | *9MA*0801714A** | 35200 | 12.5 | 16 | 35800 | 9 | 22800 | 1 | HRCU-A-CB |  |  | 260 | 737 | Yes
5247148 | Discontinued | Systems | SOFTSOUND SXT+ R410A HP | COMFORTMAKER | CCH636GKA* |  | EA*4X48*21A* | *8MX*0902116** | 35600 | 12.7 | 16.2 | 35600 | 9.2 | 22400 | 1 | HRCU-A-CB |  |  | 260 | 721 | Yes
5247387 | Discontinued | Systems | SOFTSOUND SXT+ R410A HP | COMFORTMAKER | CCH636GKA* |  | EA*4X48*21A* | *9MV*0802120A** | 34600 | 12.5 | 16.2 | 34800 | 9 | 22000 | 1 | HRCU-A-CB |  |  | 253 | 737 | Yes
5247388 | Discontinued | Systems | SOFTSOUND SXT+ R410A HP | COMFORTMAKER | CCH636GKA* |  | EA*4X48*21A* | *9MV*1002120A** | 34600 | 12.5 | 16.2 | 34800 | 9 | 21800 | 1 | HRCU-A-CB |  |  | 253 | 737 | Yes
5247268 | Discontinued | Systems | SOFTSOUND SXT+ R410A HP | COMFORTMAKER | CCH636GKA* |  | EA*4X48*21A* | *9MX*0801716A** | 35200 | 12.5 | 16 | 35600 | 9 | 22600 | 1 | HRCU-A-CB |  |  | 260 | 737 | Yes
5426917 | Discontinued | Systems | SOFTSOUND SXT+ R410A HP | COMFORTMAKER | CCH636GKA* |  | EA*4X48*21A* | MV12**17C* | 35400 | 12.7 | 16.5 | 35400 | 9 | 22400 | 1 | HRCU-A-CB |  |  | 254 | 737 | Yes
5426918 | Discontinued | Systems | SOFTSOUND SXT+ R410A HP | COMFORTMAKER | CCH636GKA* |  | EA*4X48*21A* | MV16**21C* | 35400 | 12.7 | 16.7 | 35400 | 9 | 22400 | 1 | HRCU-A-CB |  |  | 251 | 737 | Yes
5247197 | Discontinued | Systems | SOFTSOUND SXT+ R410A HP | COMFORTMAKER | CCH636GKA* |  | EA*4X48*21A* | OMV112K14A | 35200 | 12.5 | 16.2 | 35400 | 9 | 22600 | 1 | HRCU-A-CB |  |  | 257 | 737 | Yes
5247095 | Discontinued | Systems | SOFTSOUND SXT+ R410A HP | COMFORTMAKER | CCH636GKA* |  | EA*4X48*21A*+WALLCON | *8MV*0901716** | 35400 | 12.7 | 16.5 | 35400 | 9.2 | 22400 | 1 | HRCU-A-CB |  |  | 254 | 721 | Yes
5247096 | Discontinued | Systems | SOFTSOUND SXT+ R410A HP | COMFORTMAKER | CCH636GKA* |  | EA*4X48*21A*+WALLCON | *8MV*1102120** | 35400 | 12.7 | 16.5 | 35400 | 9.2 | 22400 | 1 | HRCU-A-CB |  |  | 254 | 721 | Yes
5247304 | Discontinued | Systems | SOFTSOUND SXT+ R410A HP | COMFORTMAKER | CCH636GKA* |  | EA*4X48*21A*+WALLCON | *9MA*0801714A** | 34800 | 12.5 | 16 | 35600 | 9 | 22600 | 1 | HRCU-A-CB |  |  | 258 | 737 | Yes
5247419 | Discontinued | Systems | SOFTSOUND SXT+ R410A HP | COMFORTMAKER | CCH636GKA* |  | EA*4X48*21A*+WALLCON | *9MA*0802120A** | 35000 | 12.5 | 16.2 | 35400 | 9 | 24200 | 1 | HRCU-A-CB |  |  | 256 | 737 | Yes
5247420 | Discontinued | Systems | SOFTSOUND SXT+ R410A HP | COMFORTMAKER | CCH636GKA* |  | EA*4X48*21A*+WALLCON | *9MA*1002122A** | 35000 | 12.5 | 16.2 | 35400 | 9 | 24000 | 1 | HRCU-A-CB |  |  | 256 | 737 | Yes
5247149 | Discontinued | Systems | SOFTSOUND SXT+ R410A HP | COMFORTMAKER | CCH636GKA* |  | EA*4X48*24A* | *8MX*0902116** | 35600 | 12.7 | 16.2 | 35600 | 9.2 | 22400 | 1 | HRCU-A-CB |  |  | 260 | 721 | Yes
5247389 | Discontinued | Systems | SOFTSOUND SXT+ R410A HP | COMFORTMAKER | CCH636GKA* |  | EA*4X48*24A* | *9MV*0802120A** | 34600 | 12.5 | 16.2 | 35000 | 9 | 22000 | 1 | HRCU-A-CB |  |  | 253 | 737 | Yes
5247390 | Discontinued | Systems | SOFTSOUND SXT+ R410A HP | COMFORTMAKER | CCH636GKA* |  | EA*4X48*24A* | *9MV*1002120A** | 34600 | 12.5 | 16.2 | 34800 | 9 | 22000 | 1 | HRCU-A-CB |  |  | 253 | 737 | Yes
5247373 | Discontinued | Systems | SOFTSOUND SXT+ R410A HP | COMFORTMAKER | CCH636GKA* |  | EA*4X48*24A* | *9MV*1202422A** | 35000 | 12.7 | 16.5 | 35000 | 9 | 22000 | 1 | HRCU-A-CB |  |  | 251 | 737 | Yes
5426919 | Discontinued | Systems | SOFTSOUND SXT+ R410A HP | COMFORTMAKER | CCH636GKA* |  | EA*4X48*24A* | MV16**21C* | 35600 | 12.7 | 16.7 | 35200 | 9 | 22200 | 1 | HRCU-A-CB |  |  | 252 | 737 | Yes
5426920 | Discontinued | Systems | SOFTSOUND SXT+ R410A HP | COMFORTMAKER | CCH636GKA* |  | EA*4X48*24A* | MV20**24C* | 35400 | 12.7 | 16.7 | 35200 | 9 | 22200 | 1 | HRCU-A-CB |  |  | 251 | 737 | Yes
5247199 | Discontinued | Systems | SOFTSOUND SXT+ R410A HP | COMFORTMAKER | CCH636GKA* |  | EA*4X48*24A* | OLV112A16A | 35400 | 12.5 | 16 | 35800 | 9 | 22800 | 1 | HRCU-A-CB |  |  | 262 | 737 | Yes
5247097 | Discontinued | Systems | SOFTSOUND SXT+ R410A HP | COMFORTMAKER | CCH636GKA* |  | EA*4X48*24A*+WALLCON | *8MV*1102120** | 35400 | 12.7 | 16.7 | 35400 | 9.2 | 22200 | 1 | HRCU-A-CB |  |  | 251 | 721 | Yes
5247098 | Discontinued | Systems | SOFTSOUND SXT+ R410A HP | COMFORTMAKER | CCH636GKA* |  | EA*4X48*24A*+WALLCON | *8MV*1352422** | 35600 | 12.7 | 16.7 | 35200 | 9.2 | 22200 | 1 | HRCU-A-CB |  |  | 252 | 721 | Yes
5247421 | Discontinued | Systems | SOFTSOUND SXT+ R410A HP | COMFORTMAKER | CCH636GKA* |  | EA*4X48*24A*+WALLCON | *9MA*0602120A** | 34800 | 12.5 | 16 | 35600 | 9 | 24200 | 1 | HRCU-A-CB |  |  | 258 | 737 | Yes
5247422 | Discontinued | Systems | SOFTSOUND SXT+ R410A HP | COMFORTMAKER | CCH636GKA* |  | EA*4X48*24A*+WALLCON | *9MA*0802120A** | 35000 | 12.5 | 16.2 | 35400 | 9 | 24200 | 1 | HRCU-A-CB |  |  | 256 | 737 | Yes
5247423 | Discontinued | Systems | SOFTSOUND SXT+ R410A HP | COMFORTMAKER | CCH636GKA* |  | EA*4X48*24A*+WALLCON | *9MA*1002122A** | 35000 | 12.5 | 16.2 | 35400 | 9 | 24000 | 1 | HRCU-A-CB |  |  | 256 | 737 | Yes
5247305 | Discontinued | Systems | SOFTSOUND SXT+ R410A HP | COMFORTMAKER | CCH636GKA* |  | EA*4X48*24A*+WALLCON | *9MA*1202422A** | 35000 | 12.5 | 16.2 | 35400 | 9 | 22400 | 1 | HRCU-A-CB |  |  | 256 | 737 | Yes
5247099 | Discontinued | Systems | SOFTSOUND SXT+ R410A HP | COMFORTMAKER | CCH636GKA* |  | ED*4X36F**+WALLCON | *8MV*0901716** | 34600 | 12.5 | 16 | 35000 | 9 | 22200 | 1 | HRCU-A-CB |  |  | 256 | 737 | Yes
5247151 | Discontinued | Systems | SOFTSOUND SXT+ R410A HP | COMFORTMAKER | CCH636GKA* |  | ED*4X48J** | *8MX*0902116** | 35600 | 12.7 | 16.2 | 35600 | 9 | 22400 | 1 | HRCU-A-CB |  |  | 260 | 737 | Yes
5247100 | Discontinued | Systems | SOFTSOUND SXT+ R410A HP | COMFORTMAKER | CCH636GKA* |  | ED*4X48J**+WALLCON | *8MV*1102120** | 35400 | 12.7 | 16.5 | 35400 | 9 | 22400 | 1 | HRCU-A-CB |  |  | 254 | 737 | Yes
5247308 | Discontinued | Systems | SOFTSOUND SXT+ R410A HP | COMFORTMAKER | CCH636GKA* |  | ED*4X48J**+WALLCON | *9MA*1202422A** | 35000 | 12.5 | 16.2 | 35600 | 9 | 22400 | 1 | HRCU-A-CB |  |  | 256 | 737 | Yes
5247173 | Discontinued | Systems | SOFTSOUND SXT+ R410A HP | COMFORTMAKER | CCH636GKA* |  | EHD4X36A** | *8MX*0902116** | 35400 | 12.5 | 16 | 35400 | 9.2 | 22400 | 1 | HRCU-A-CB |  |  | 262 | 721 | Yes
5247403 | Discontinued | Systems | SOFTSOUND SXT+ R410A HP | COMFORTMAKER | CCH636GKA* |  | EHD4X36A** | *9MV*0802120A** | 34600 | 12.5 | 16 | 34800 | 9 | 21800 | 1 | HRCU-A-CB |  |  | 256 | 737 | Yes
5247404 | Discontinued | Systems | SOFTSOUND SXT+ R410A HP | COMFORTMAKER | CCH636GKA* |  | EHD4X36A** | *9MV*1002120A** | 34400 | 12.5 | 16 | 34600 | 8.7 | 21800 | 1 | HRCU-A-CB |  |  | 255 | 763 | Yes
5247378 | Discontinued | Systems | SOFTSOUND SXT+ R410A HP | COMFORTMAKER | CCH636GKA* |  | EHD4X36A** | *9MV*1202422A** | 34600 | 12.5 | 16.2 | 34800 | 9 | 22000 | 1 | HRCU-A-CB |  |  | 253 | 737 | Yes
5247288 | Discontinued | Systems | SOFTSOUND SXT+ R410A HP | COMFORTMAKER | CCH636GKA* |  | EHD4X36A** | *9MX*0801716A** | 35200 | 12.5 | 15.7 | 35400 | 9 | 22600 | 1 | HRCU-A-CB |  |  | 265 | 737 | Yes
5426939 | Discontinued | Systems | SOFTSOUND SXT+ R410A HP | COMFORTMAKER | CCH636GKA* |  | EHD4X36A** | MV08**14C* | 35200 | 12.5 | 16.2 | 35200 | 9 | 22400 | 1 | HRCU-A-CB |  |  | 257 | 737 | Yes
5426940 | Discontinued | Systems | SOFTSOUND SXT+ R410A HP | COMFORTMAKER | CCH636GKA* |  | EHD4X36A** | MV12**17C* | 35600 | 12.7 | 16.5 | 35400 | 9 | 22400 | 1 | HRCU-A-CB |  |  | 255 | 737 | Yes
5426941 | Discontinued | Systems | SOFTSOUND SXT+ R410A HP | COMFORTMAKER | CCH636GKA* |  | EHD4X36A** | MV16**21C* | 35400 | 12.7 | 16.7 | 35200 | 9 | 22400 | 1 | HRCU-A-CB |  |  | 251 | 737 | Yes
5426942 | Discontinued | Systems | SOFTSOUND SXT+ R410A HP | COMFORTMAKER | CCH636GKA* |  | EHD4X36A** | MV20**24C* | 35400 | 12.7 | 16.7 | 35200 | 9 | 22200 | 1 | HRCU-A-CB |  |  | 251 | 737 | Yes
5247242 | Discontinued | Systems | SOFTSOUND SXT+ R410A HP | COMFORTMAKER | CCH636GKA* |  | EHD4X36A** | OLV154F20A | 36200 | 12.5 | 16.5 | 36000 | 9.2 | 23000 | 1 | HRCU-A-CB |  |  | 260 | 721 | Yes
5247240 | Discontinued | Systems | SOFTSOUND SXT+ R410A HP | COMFORTMAKER | CCH636GKA* |  | EHD4X36A** | OMV112K14A | 35200 | 12.5 | 16.2 | 35400 | 9 | 22600 | 1 | HRCU-A-CB |  |  | 257 | 737 | Yes
5247125 | Discontinued | Systems | SOFTSOUND SXT+ R410A HP | COMFORTMAKER | CCH636GKA* |  | EHD4X36A**+WALLCON | *8MV*0701412** | 35400 | 12.5 | 16.2 | 35400 | 9 | 22600 | 1 | HRCU-A-CB |  |  | 259 | 737 | Yes
5247126 | Discontinued | Systems | SOFTSOUND SXT+ R410A HP | COMFORTMAKER | CCH636GKA* |  | EHD4X36A**+WALLCON | *8MV*0901716** | 35400 | 12.5 | 16.5 | 35400 | 9.2 | 22400 | 1 | HRCU-A-CB |  |  | 254 | 721 | Yes
5247127 | Discontinued | Systems | SOFTSOUND SXT+ R410A HP | COMFORTMAKER | CCH636GKA* |  | EHD4X36A**+WALLCON | *8MV*1102120** | 35400 | 12.5 | 16.5 | 35400 | 9 | 22400 | 1 | HRCU-A-CB |  |  | 254 | 737 | Yes
5247128 | Discontinued | Systems | SOFTSOUND SXT+ R410A HP | COMFORTMAKER | CCH636GKA* |  | EHD4X36A**+WALLCON | *8MV*1352422** | 35600 | 12.7 | 16.5 | 35200 | 9.2 | 22200 | 1 | HRCU-A-CB |  |  | 255 | 721 | Yes
5247442 | Discontinued | Systems | SOFTSOUND SXT+ R410A HP | COMFORTMAKER | CCH636GKA* |  | EHD4X36A**+WALLCON | *9MA*0602120A** | 35200 | 12.7 | 16 | 35600 | 9 | 24400 | 1 | HRCU-A-CB |  |  | 260 | 737 | Yes
5247443 | Discontinued | Systems | SOFTSOUND SXT+ R410A HP | COMFORTMAKER | CCH636GKA* |  | EHD4X36A**+WALLCON | *9MA*0802120A** | 35400 | 13 | 16.2 | 35400 | 9 | 24200 | 1 | HRCU-A-CB |  |  | 259 | 737 | Yes
5247444 | Discontinued | Systems | SOFTSOUND SXT+ R410A HP | COMFORTMAKER | CCH636GKA* |  | EHD4X36A**+WALLCON | *9MA*1002122A** | 35400 | 13 | 16.2 | 35400 | 9 | 24200 | 1 | HRCU-A-CB |  |  | 259 | 737 | Yes
5247331 | Discontinued | Systems | SOFTSOUND SXT+ R410A HP | COMFORTMAKER | CCH636GKA* |  | EHD4X36A**+WALLCON | *9MA*1202422A** | 35000 | 12.5 | 16 | 35400 | 9 | 22400 | 1 | HRCU-A-CB |  |  | 259 | 737 | Yes
5247175 | Discontinued | Systems | SOFTSOUND SXT+ R410A HP | COMFORTMAKER | CCH636GKA* |  | EHD4X42A** | *8MX*0701716** | 35400 | 12.5 | 15.7 | 35800 | 9 | 22800 | 1 | HRCU-A-CB |  |  | 267 | 737 | Yes
5247176 | Discontinued | Systems | SOFTSOUND SXT+ R410A HP | COMFORTMAKER | CCH636GKA* |  | EHD4X42A** | *8MX*0902116** | 35800 | 12.7 | 16.2 | 35600 | 9.2 | 22400 | 1 | HRCU-A-CB |  |  | 262 | 721 | Yes
5247405 | Discontinued | Systems | SOFTSOUND SXT+ R410A HP | COMFORTMAKER | CCH636GKA* |  | EHD4X42A** | *9MV*0802120A** | 34800 | 12.5 | 16.2 | 34800 | 9 | 22000 | 1 | HRCU-A-CB |  |  | 254 | 737 | Yes
5247406 | Discontinued | Systems | SOFTSOUND SXT+ R410A HP | COMFORTMAKER | CCH636GKA* |  | EHD4X42A** | *9MV*1002120A** | 34800 | 12.5 | 16.2 | 34800 | 9 | 21800 | 1 | HRCU-A-CB |  |  | 254 | 737 | Yes
5247379 | Discontinued | Systems | SOFTSOUND SXT+ R410A HP | COMFORTMAKER | CCH636GKA* |  | EHD4X42A** | *9MV*1202422A** | 35000 | 12.7 | 16.5 | 35000 | 9 | 22000 | 1 | HRCU-A-CB |  |  | 251 | 737 | Yes
5247290 | Discontinued | Systems | SOFTSOUND SXT+ R410A HP | COMFORTMAKER | CCH636GKA* |  | EHD4X42A** | *9MX*0801716A** | 35400 | 12.5 | 16 | 35600 | 9 | 22600 | 1 | HRCU-A-CB |  |  | 262 | 737 | Yes
5426943 | Discontinued | Systems | SOFTSOUND SXT+ R410A HP | COMFORTMAKER | CCH636GKA* |  | EHD4X42A** | MV08**14C* | 35400 | 12.5 | 16.5 | 35400 | 9 | 22400 | 1 | HRCU-A-CB |  |  | 254 | 737 | Yes
5426944 | Discontinued | Systems | SOFTSOUND SXT+ R410A HP | COMFORTMAKER | CCH636GKA* |  | EHD4X42A** | MV12**17C* | 35800 | 12.7 | 16.7 | 35400 | 9 | 22400 | 1 | HRCU-A-CB |  |  | 254 | 737 | Yes
5426945 | Discontinued | Systems | SOFTSOUND SXT+ R410A HP | COMFORTMAKER | CCH636GKA* |  | EHD4X42A** | MV16**21C* | 35800 | 12.7 | 16.7 | 35400 | 9 | 22400 | 1 | HRCU-A-CB |  |  | 254 | 737 | Yes
5426946 | Discontinued | Systems | SOFTSOUND SXT+ R410A HP | COMFORTMAKER | CCH636GKA* |  | EHD4X42A** | MV20**24C* | 35600 | 12.7 | 16.7 | 35200 | 9 | 22200 | 1 | HRCU-A-CB |  |  | 252 | 737 | Yes
5247246 | Discontinued | Systems | SOFTSOUND SXT+ R410A HP | COMFORTMAKER | CCH636GKA* |  | EHD4X42A** | OLV112A16A | 35600 | 12.5 | 16 | 35800 | 9 | 22800 | 1 | HRCU-A-CB |  |  | 263 | 737 | Yes
5247247 | Discontinued | Systems | SOFTSOUND SXT+ R410A HP | COMFORTMAKER | CCH636GKA* |  | EHD4X42A** | OLV154F20A | 36600 | 12.7 | 16.5 | 36000 | 9.5 | 23000 | 1 | HRCU-A-CB |  |  | 263 | 699 | Yes
5247245 | Discontinued | Systems | SOFTSOUND SXT+ R410A HP | COMFORTMAKER | CCH636GKA* |  | EHD4X42A** | OMV112K14A | 35400 | 12.5 | 16.2 | 35600 | 9 | 22600 | 1 | HRCU-A-CB |  |  | 259 | 737 | Yes
5247129 | Discontinued | Systems | SOFTSOUND SXT+ R410A HP | COMFORTMAKER | CCH636GKA* |  | EHD4X42A**+WALLCON | *8MV*0701412** | 35600 | 12.5 | 16.5 | 35600 | 9 | 22600 | 1 | HRCU-A-CB |  |  | 255 | 737 | Yes
5247130 | Discontinued | Systems | SOFTSOUND SXT+ R410A HP | COMFORTMAKER | CCH636GKA* |  | EHD4X42A**+WALLCON | *8MV*0901716** | 35600 | 12.7 | 16.7 | 35400 | 9.2 | 22400 | 1 | HRCU-A-CB |  |  | 252 | 721 | Yes
5247131 | Discontinued | Systems | SOFTSOUND SXT+ R410A HP | COMFORTMAKER | CCH636GKA* |  | EHD4X42A**+WALLCON | *8MV*1102120** | 35600 | 12.7 | 16.5 | 35400 | 9.2 | 22400 | 1 | HRCU-A-CB |  |  | 255 | 721 | Yes
5247132 | Discontinued | Systems | SOFTSOUND SXT+ R410A HP | COMFORTMAKER | CCH636GKA* |  | EHD4X42A**+WALLCON | *8MV*1352422** | 35800 | 12.7 | 16.7 | 35400 | 9.2 | 22400 | 1 | HRCU-A-CB |  |  | 254 | 721 | Yes
5247445 | Discontinued | Systems | SOFTSOUND SXT+ R410A HP | COMFORTMAKER | CCH636GKA* |  | EHD4X42A**+WALLCON | *9MA*0602120A** | 35600 | 12.7 | 16 | 35600 | 9 | 24400 | 1 | HRCU-A-CB |  |  | 263 | 737 | Yes
5247333 | Discontinued | Systems | SOFTSOUND SXT+ R410A HP | COMFORTMAKER | CCH636GKA* |  | EHD4X42A**+WALLCON | *9MA*0801714A** | 35000 | 12.5 | 16 | 35600 | 9 | 22600 | 1 | HRCU-A-CB |  |  | 259 | 737 | Yes
5247446 | Discontinued | Systems | SOFTSOUND SXT+ R410A HP | COMFORTMAKER | CCH636GKA* |  | EHD4X42A**+WALLCON | *9MA*0802120A** | 35600 | 13 | 16.5 | 35400 | 9 | 24200 | 1 | HRCU-A-CB |  |  | 255 | 737 | Yes
5247447 | Discontinued | Systems | SOFTSOUND SXT+ R410A HP | COMFORTMAKER | CCH636GKA* |  | EHD4X42A**+WALLCON | *9MA*1002122A** | 35600 | 13 | 16.5 | 35400 | 9 | 24200 | 1 | HRCU-A-CB |  |  | 255 | 737 | Yes
5247334 | Discontinued | Systems | SOFTSOUND SXT+ R410A HP | COMFORTMAKER | CCH636GKA* |  | EHD4X42A**+WALLCON | *9MA*1202422A** | 35200 | 12.5 | 16.2 | 35400 | 9 | 22400 | 1 | HRCU-A-CB |  |  | 257 | 737 | Yes
5247179 | Discontinued | Systems | SOFTSOUND SXT+ R410A HP | COMFORTMAKER | CCH636GKA* |  | EHD4X48A** | *8MX*0902116** | 36000 | 12.7 | 16.2 | 35600 | 9.2 | 22600 | 1 | HRCU-A-CB |  |  | 263 | 721 | Yes
5247371 | Discontinued | Systems | SOFTSOUND SXT+ R410A HP | COMFORTMAKER | CCH636GKA* |  | EHD4X48A** | *9MV*0801716A** | 35600 | 12.5 | 16.2 | 35600 | 9 | 22600 | 1 | HRCU-A-CB |  |  | 260 | 737 | Yes
5247407 | Discontinued | Systems | SOFTSOUND SXT+ R410A HP | COMFORTMAKER | CCH636GKA* |  | EHD4X48A** | *9MV*0802120A** | 35000 | 12.7 | 16.5 | 35000 | 9 | 22000 | 1 | HRCU-A-CB |  |  | 251 | 737 | Yes
5247408 | Discontinued | Systems | SOFTSOUND SXT+ R410A HP | COMFORTMAKER | CCH636GKA* |  | EHD4X48A** | *9MV*1002120A** | 34800 | 12.5 | 16.5 | 34800 | 9 | 22000 | 1 | HRCU-A-CB |  |  | 250 | 737 | Yes
5247380 | Discontinued | Systems | SOFTSOUND SXT+ R410A HP | COMFORTMAKER | CCH636GKA* |  | EHD4X48A** | *9MV*1202422A** | 35200 | 12.7 | 16.5 | 35000 | 9 | 22000 | 1 | HRCU-A-CB |  |  | 253 | 737 | Yes
5247292 | Discontinued | Systems | SOFTSOUND SXT+ R410A HP | COMFORTMAKER | CCH636GKA* |  | EHD4X48A** | *9MX*0801716A** | 35600 | 12.5 | 16 | 35600 | 9.2 | 22600 | 1 | HRCU-A-CB |  |  | 263 | 721 | Yes
5426947 | Discontinued | Systems | SOFTSOUND SXT+ R410A HP | COMFORTMAKER | CCH636GKA* |  | EHD4X48A** | MV08**14C* | 35600 | 12.7 | 16.7 | 35400 | 9 | 22400 | 1 | HRCU-A-CB |  |  | 252 | 737 | Yes
5426948 | Discontinued | Systems | SOFTSOUND SXT+ R410A HP | COMFORTMAKER | CCH636GKA* |  | EHD4X48A** | MV12**17C* | 35800 | 12.7 | 16.7 | 35600 | 9 | 22400 | 1 | HRCU-A-CB |  |  | 254 | 737 | Yes
5426949 | Discontinued | Systems | SOFTSOUND SXT+ R410A HP | COMFORTMAKER | CCH636GKA* |  | EHD4X48A** | MV16**21C* | 35800 | 12.7 | 16.7 | 35400 | 9 | 22400 | 1 | HRCU-A-CB |  |  | 254 | 737 | Yes
5426950 | Discontinued | Systems | SOFTSOUND SXT+ R410A HP | COMFORTMAKER | CCH636GKA* |  | EHD4X48A** | MV20**24C* | 35800 | 12.7 | 16.7 | 35400 | 9 | 22200 | 1 | HRCU-A-CB |  |  | 254 | 737 | Yes
5426980 | Discontinued | Systems | SOFTSOUND SXT+ R410A HP | COMFORTMAKER | CCH636GKA* |  | EHD4X48A** | NOMV156E19* | 35400 | 12.5 | 15.7 | 35400 | 8.5 | 22400 | 1 | HRCU-A-CB |  |  | 267 | 781 | Yes
5247251 | Discontinued | Systems | SOFTSOUND SXT+ R410A HP | COMFORTMAKER | CCH636GKA* |  | EHD4X48A** | OLV112A16A | 35800 | 12.5 | 16.2 | 35800 | 9.2 | 22800 | 1 | HRCU-A-CB |  |  | 262 | 721 | Yes
5247252 | Discontinued | Systems | SOFTSOUND SXT+ R410A HP | COMFORTMAKER | CCH636GKA* |  | EHD4X48A** | OLV154F20A | 36600 | 12.7 | 16.7 | 36000 | 9.5 | 23000 | 1 | HRCU-A-CB |  |  | 259 | 699 | Yes
5247250 | Discontinued | Systems | SOFTSOUND SXT+ R410A HP | COMFORTMAKER | CCH636GKA* |  | EHD4X48A** | OMV112K14A | 35600 | 12.5 | 16.5 | 35600 | 9 | 22600 | 1 | HRCU-A-CB |  |  | 255 | 737 | Yes
5247133 | Discontinued | Systems | SOFTSOUND SXT+ R410A HP | COMFORTMAKER | CCH636GKA* |  | EHD4X48A**+WALLCON | *8MV*0701412** | 35600 | 12.5 | 16.5 | 35600 | 9.2 | 22600 | 1 | HRCU-A-CB |  |  | 255 | 721 | Yes
5247134 | Discontinued | Systems | SOFTSOUND SXT+ R410A HP | COMFORTMAKER | CCH636GKA* |  | EHD4X48A**+WALLCON | *8MV*0901716** | 35800 | 12.7 | 16.7 | 35400 | 9.2 | 22400 | 1 | HRCU-A-CB |  |  | 254 | 721 | Yes
5247135 | Discontinued | Systems | SOFTSOUND SXT+ R410A HP | COMFORTMAKER | CCH636GKA* |  | EHD4X48A**+WALLCON | *8MV*1102120** | 35800 | 12.7 | 16.7 | 35400 | 9.2 | 22400 | 1 | HRCU-A-CB |  |  | 254 | 721 | Yes
5247136 | Discontinued | Systems | SOFTSOUND SXT+ R410A HP | COMFORTMAKER | CCH636GKA* |  | EHD4X48A**+WALLCON | *8MV*1352422** | 35800 | 13 | 16.7 | 35400 | 9.2 | 22400 | 1 | HRCU-A-CB |  |  | 254 | 721 | Yes
5247448 | Discontinued | Systems | SOFTSOUND SXT+ R410A HP | COMFORTMAKER | CCH636GKA* |  | EHD4X48A**+WALLCON | *9MA*0602120A** | 35600 | 12.7 | 16.2 | 35600 | 9 | 24400 | 1 | HRCU-A-CB |  |  | 260 | 737 | Yes
5247336 | Discontinued | Systems | SOFTSOUND SXT+ R410A HP | COMFORTMAKER | CCH636GKA* |  | EHD4X48A**+WALLCON | *9MA*0801714A** | 35200 | 12.5 | 16.2 | 35800 | 9 | 22800 | 1 | HRCU-A-CB |  |  | 257 | 737 | Yes
5247449 | Discontinued | Systems | SOFTSOUND SXT+ R410A HP | COMFORTMAKER | CCH636GKA* |  | EHD4X48A**+WALLCON | *9MA*0802120A** | 35800 | 13 | 16.5 | 35600 | 9 | 24200 | 1 | HRCU-A-CB |  |  | 257 | 737 | Yes
5247450 | Discontinued | Systems | SOFTSOUND SXT+ R410A HP | COMFORTMAKER | CCH636GKA* |  | EHD4X48A**+WALLCON | *9MA*1002122A** | 35800 | 13 | 16.5 | 35600 | 9 | 24200 | 1 | HRCU-A-CB |  |  | 257 | 737 | Yes
5247337 | Discontinued | Systems | SOFTSOUND SXT+ R410A HP | COMFORTMAKER | CCH636GKA* |  | EHD4X48A**+WALLCON | *9MA*1202422A** | 35400 | 12.5 | 16.2 | 35600 | 9.2 | 22600 | 1 | HRCU-A-CB |  |  | 259 | 721 | Yes
5247161 | Discontinued | Systems | SOFTSOUND SXT+ R410A HP | COMFORTMAKER | CCH636GKA* |  | EN(A,D)4X48*24** | *8MX*0902116** | 35800 | 12.7 | 16.2 | 35600 | 9.2 | 22600 | 1 | HRCU-A-CB |  |  | 262 | 721 | Yes
5247397 | Discontinued | Systems | SOFTSOUND SXT+ R410A HP | COMFORTMAKER | CCH636GKA* |  | EN(A,D)4X48*24** | *9MV*0802120A** | 34800 | 12.5 | 16.5 | 35000 | 9 | 22000 | 1 | HRCU-A-CB |  |  | 250 | 737 | Yes
5247398 | Discontinued | Systems | SOFTSOUND SXT+ R410A HP | COMFORTMAKER | CCH636GKA* |  | EN(A,D)4X48*24** | *9MV*1002120A** | 34800 | 12.5 | 16.5 | 35000 | 9 | 22000 | 1 | HRCU-A-CB |  |  | 250 | 737 | Yes
5247374 | Discontinued | Systems | SOFTSOUND SXT+ R410A HP | COMFORTMAKER | CCH636GKA* |  | EN(A,D)4X48*24** | *9MV*1202422A** | 35000 | 12.7 | 16.5 | 35000 | 9 | 22000 | 1 | HRCU-A-CB |  |  | 251 | 737 | Yes
5426931 | Discontinued | Systems | SOFTSOUND SXT+ R410A HP | COMFORTMAKER | CCH636GKA* |  | EN(A,D)4X48*24** | MV16**21C* | 35600 | 12.7 | 16.7 | 35400 | 9 | 22200 | 1 | HRCU-A-CB |  |  | 252 | 737 | Yes
5426932 | Discontinued | Systems | SOFTSOUND SXT+ R410A HP | COMFORTMAKER | CCH636GKA* |  | EN(A,D)4X48*24** | MV20**24C* | 35400 | 12.7 | 16.7 | 35200 | 9 | 22200 | 1 | HRCU-A-CB |  |  | 251 | 737 | Yes
5426969 | Discontinued | Systems | SOFTSOUND SXT+ R410A HP | COMFORTMAKER | CCH636GKA* |  | EN(A,D)4X48*24** | NOMV156E19* | 35200 | 12.5 | 15.7 | 35200 | 8.5 | 22400 | 1 | HRCU-A-CB |  |  | 265 | 781 | Yes
5247222 | Discontinued | Systems | SOFTSOUND SXT+ R410A HP | COMFORTMAKER | CCH636GKA* |  | EN(A,D)4X48*24** | OLV112A16A | 35600 | 12.5 | 16.2 | 35800 | 9.2 | 22800 | 1 | HRCU-A-CB |  |  | 260 | 721 | Yes
5247111 | Discontinued | Systems | SOFTSOUND SXT+ R410A HP | COMFORTMAKER | CCH636GKA* |  | EN(A,D)4X48*24**+WALLCON | *8MV*1102120** | 35600 | 12.7 | 16.7 | 35400 | 9.2 | 22400 | 1 | HRCU-A-CB |  |  | 252 | 721 | Yes
5247112 | Discontinued | Systems | SOFTSOUND SXT+ R410A HP | COMFORTMAKER | CCH636GKA* |  | EN(A,D)4X48*24**+WALLCON | *8MV*1352422** | 35600 | 13 | 16.7 | 35200 | 9.2 | 22200 | 1 | HRCU-A-CB |  |  | 252 | 721 | Yes
5247433 | Discontinued | Systems | SOFTSOUND SXT+ R410A HP | COMFORTMAKER | CCH636GKA* |  | EN(A,D)4X48*24**+WALLCON | *9MA*0602120A** | 35000 | 12.5 | 16 | 35600 | 9 | 24200 | 1 | HRCU-A-CB |  |  | 259 | 737 | Yes
5247434 | Discontinued | Systems | SOFTSOUND SXT+ R410A HP | COMFORTMAKER | CCH636GKA* |  | EN(A,D)4X48*24**+WALLCON | *9MA*0802120A** | 35000 | 12.5 | 16.2 | 35400 | 9 | 24200 | 1 | HRCU-A-CB |  |  | 256 | 737 | Yes
5247435 | Discontinued | Systems | SOFTSOUND SXT+ R410A HP | COMFORTMAKER | CCH636GKA* |  | EN(A,D)4X48*24**+WALLCON | *9MA*1002122A** | 35200 | 12.7 | 16.5 | 35400 | 9 | 24000 | 1 | HRCU-A-CB |  |  | 253 | 737 | Yes
5247319 | Discontinued | Systems | SOFTSOUND SXT+ R410A HP | COMFORTMAKER | CCH636GKA* |  | EN(A,D)4X48*24**+WALLCON | *9MA*1202422A** | 35000 | 12.5 | 16.2 | 35400 | 9.2 | 22400 | 1 | HRCU-A-CB |  |  | 256 | 721 | Yes
5247158 | Discontinued | Systems | SOFTSOUND SXT+ R410A HP | COMFORTMAKER | CCH636GKA* |  | EN(A,D,W)4X42*21** | *8MX*0902116** | 35000 | 12.5 | 16 | 35200 | 9 | 22400 | 1 | HRCU-A-CB |  |  | 259 | 737 | Yes
5426927 | Discontinued | Systems | SOFTSOUND SXT+ R410A HP | COMFORTMAKER | CCH636GKA* |  | EN(A,D,W)4X42*21** | MV12**17C* | 35000 | 12.5 | 16.2 | 35200 | 9 | 22400 | 1 | HRCU-A-CB |  |  | 256 | 737 | Yes
5426928 | Discontinued | Systems | SOFTSOUND SXT+ R410A HP | COMFORTMAKER | CCH636GKA* |  | EN(A,D,W)4X42*21** | MV16**21C* | 35000 | 12.5 | 16.2 | 35000 | 9 | 22200 | 1 | HRCU-A-CB |  |  | 256 | 737 | Yes
5247107 | Discontinued | Systems | SOFTSOUND SXT+ R410A HP | COMFORTMAKER | CCH636GKA* |  | EN(A,D,W)4X42*21**+WALLCON | *8MV*0901716** | 35000 | 12.5 | 16.2 | 35200 | 9 | 22200 | 1 | HRCU-A-CB |  |  | 256 | 737 | Yes
5247108 | Discontinued | Systems | SOFTSOUND SXT+ R410A HP | COMFORTMAKER | CCH636GKA* |  | EN(A,D,W)4X42*21**+WALLCON | *8MV*1102120** | 35000 | 12.5 | 16.2 | 35200 | 9 | 22200 | 1 | HRCU-A-CB |  |  | 256 | 737 | Yes
5247429 | Discontinued | Systems | SOFTSOUND SXT+ R410A HP | COMFORTMAKER | CCH636GKA* |  | EN(A,D,W)4X42*21**+WALLCON | *9MA*1002122A** | 34600 | 12.5 | 16 | 35200 | 9 | 24000 | 1 | HRCU-A-CB |  |  | 256 | 737 | Yes
5247159 | Discontinued | Systems | SOFTSOUND SXT+ R410A HP | COMFORTMAKER | CCH636GKA* |  | EN(A,D,W)4X48*21** | *8MX*0701716** | 35400 | 12.5 | 16 | 35800 | 9 | 22800 | 1 | HRCU-A-CB |  |  | 262 | 737 | Yes
5247160 | Discontinued | Systems | SOFTSOUND SXT+ R410A HP | COMFORTMAKER | CCH636GKA* |  | EN(A,D,W)4X48*21** | *8MX*0902116** | 35800 | 12.7 | 16.2 | 35600 | 9.2 | 22600 | 1 | HRCU-A-CB |  |  | 262 | 721 | Yes
5247359 | Discontinued | Systems | SOFTSOUND SXT+ R410A HP | COMFORTMAKER | CCH636GKA* |  | EN(A,D,W)4X48*21** | *9MV*0801716A** | 35000 | 12.5 | 16 | 35200 | 9 | 22200 | 1 | HRCU-A-CB |  |  | 259 | 737 | Yes
5247395 | Discontinued | Systems | SOFTSOUND SXT+ R410A HP | COMFORTMAKER | CCH636GKA* |  | EN(A,D,W)4X48*21** | *9MV*0802120A** | 34800 | 12.5 | 16.5 | 35000 | 9 | 22000 | 1 | HRCU-A-CB |  |  | 250 | 737 | Yes
5247396 | Discontinued | Systems | SOFTSOUND SXT+ R410A HP | COMFORTMAKER | CCH636GKA* |  | EN(A,D,W)4X48*21** | *9MV*1002120A** | 34800 | 12.5 | 16.5 | 35000 | 9 | 22000 | 1 | HRCU-A-CB |  |  | 250 | 737 | Yes
5247280 | Discontinued | Systems | SOFTSOUND SXT+ R410A HP | COMFORTMAKER | CCH636GKA* |  | EN(A,D,W)4X48*21** | *9MX*0801716A** | 35400 | 12.5 | 16 | 35600 | 9.2 | 22600 | 1 | HRCU-A-CB |  |  | 262 | 721 | Yes
5426929 | Discontinued | Systems | SOFTSOUND SXT+ R410A HP | COMFORTMAKER | CCH636GKA* |  | EN(A,D,W)4X48*21** | MV12**17C* | 35600 | 12.7 | 16.7 | 35400 | 9 | 22400 | 1 | HRCU-A-CB |  |  | 252 | 737 | Yes
5426930 | Discontinued | Systems | SOFTSOUND SXT+ R410A HP | COMFORTMAKER | CCH636GKA* |  | EN(A,D,W)4X48*21** | MV16**21C* | 35600 | 12.7 | 16.7 | 35400 | 9 | 22200 | 1 | HRCU-A-CB |  |  | 252 | 737 | Yes
5426968 | Discontinued | Systems | SOFTSOUND SXT+ R410A HP | COMFORTMAKER | CCH636GKA* |  | EN(A,D,W)4X48*21** | NOMV156E19* | 35200 | 12.5 | 15.7 | 35200 | 8.5 | 22400 | 1 | HRCU-A-CB |  |  | 265 | 781 | Yes
5247221 | Discontinued | Systems | SOFTSOUND SXT+ R410A HP | COMFORTMAKER | CCH636GKA* |  | EN(A,D,W)4X48*21** | OLV112A16A | 35600 | 12.5 | 16.2 | 35800 | 9.2 | 22800 | 1 | HRCU-A-CB |  |  | 260 | 721 | Yes
5247220 | Discontinued | Systems | SOFTSOUND SXT+ R410A HP | COMFORTMAKER | CCH636GKA* |  | EN(A,D,W)4X48*21** | OMV112K14A | 35400 | 12.5 | 16.5 | 35400 | 9.2 | 22600 | 1 | HRCU-A-CB |  |  | 254 | 721 | Yes
5247109 | Discontinued | Systems | SOFTSOUND SXT+ R410A HP | COMFORTMAKER | CCH636GKA* |  | EN(A,D,W)4X48*21**+WALLCON | *8MV*0901716** | 35600 | 12.7 | 16.7 | 35400 | 9.2 | 22400 | 1 | HRCU-A-CB |  |  | 252 | 721 | Yes
5247110 | Discontinued | Systems | SOFTSOUND SXT+ R410A HP | COMFORTMAKER | CCH636GKA* |  | EN(A,D,W)4X48*21**+WALLCON | *8MV*1102120** | 35600 | 12.7 | 16.7 | 35400 | 9.2 | 22400 | 1 | HRCU-A-CB |  |  | 252 | 721 | Yes
5247430 | Discontinued | Systems | SOFTSOUND SXT+ R410A HP | COMFORTMAKER | CCH636GKA* |  | EN(A,D,W)4X48*21**+WALLCON | *9MA*0602120A** | 35000 | 12.5 | 16 | 35600 | 9 | 24200 | 1 | HRCU-A-CB |  |  | 259 | 737 | Yes
5247318 | Discontinued | Systems | SOFTSOUND SXT+ R410A HP | COMFORTMAKER | CCH636GKA* |  | EN(A,D,W)4X48*21**+WALLCON | *9MA*0801714A** | 35000 | 12.5 | 16 | 35600 | 9 | 22600 | 1 | HRCU-A-CB |  |  | 259 | 737 | Yes
5247431 | Discontinued | Systems | SOFTSOUND SXT+ R410A HP | COMFORTMAKER | CCH636GKA* |  | EN(A,D,W)4X48*21**+WALLCON | *9MA*0802120A** | 35000 | 12.5 | 16.2 | 35400 | 9 | 24200 | 1 | HRCU-A-CB |  |  | 256 | 737 | Yes
5247432 | Discontinued | Systems | SOFTSOUND SXT+ R410A HP | COMFORTMAKER | CCH636GKA* |  | EN(A,D,W)4X48*21**+WALLCON | *9MA*1002122A** | 35200 | 12.7 | 16.5 | 35400 | 9 | 24000 | 1 | HRCU-A-CB |  |  | 253 | 737 | Yes
5426925 | Discontinued | Systems | SOFTSOUND SXT+ R410A HP | COMFORTMAKER | CCH636GKA* |  | END4X42*17** | MV08**14C* | 35000 | 12.5 | 16.2 | 35200 | 9 | 22400 | 1 | HRCU-A-CB |  |  | 256 | 737 | Yes
5426926 | Discontinued | Systems | SOFTSOUND SXT+ R410A HP | COMFORTMAKER | CCH636GKA* |  | END4X42*17** | MV12**17C* | 35400 | 12.5 | 16.5 | 35400 | 9 | 22400 | 1 | HRCU-A-CB |  |  | 254 | 737 | Yes
5247105 | Discontinued | Systems | SOFTSOUND SXT+ R410A HP | COMFORTMAKER | CCH636GKA* |  | END4X42*17**+WALLCON | *8MV*0701412** | 35200 | 12.5 | 16 | 35400 | 9 | 22600 | 1 | HRCU-A-CB |  |  | 260 | 737 | Yes
5247106 | Discontinued | Systems | SOFTSOUND SXT+ R410A HP | COMFORTMAKER | CCH636GKA* |  | END4X42*17**+WALLCON | *8MV*0901716** | 35200 | 12.5 | 16.5 | 35200 | 9 | 22400 | 1 | HRCU-A-CB |  |  | 253 | 737 | Yes
5247116 | Discontinued | Systems | SOFTSOUND SXT+ R410A HP | COMFORTMAKER | CCH636GKA* |  | ENH4X36*17**+WALLCON | *8MV*1352422** | 34600 | 12.5 | 16 | 35000 | 9 | 22200 | 1 | HRCU-A-CB |  |  | 256 | 737 | Yes
5247167 | Discontinued | Systems | SOFTSOUND SXT+ R410A HP | COMFORTMAKER | CCH636GKA* |  | ENH4X42*21** | *8MX*0902116** | 35000 | 12.5 | 16 | 35200 | 9 | 22400 | 1 | HRCU-A-CB |  |  | 259 | 737 | Yes
5247376 | Discontinued | Systems | SOFTSOUND SXT+ R410A HP | COMFORTMAKER | CCH636GKA* |  | ENH4X42*21** | *9MV*1202422A** | 34200 | 12.5 | 16 | 34600 | 9 | 21800 | 1 | HRCU-A-CB |  |  | 253 | 737 | Yes
5426935 | Discontinued | Systems | SOFTSOUND SXT+ R410A HP | COMFORTMAKER | CCH636GKA* |  | ENH4X42*21** | MV12**17C* | 35000 | 12.5 | 16.2 | 35200 | 9 | 22400 | 1 | HRCU-A-CB |  |  | 256 | 737 | Yes
5426936 | Discontinued | Systems | SOFTSOUND SXT+ R410A HP | COMFORTMAKER | CCH636GKA* |  | ENH4X42*21** | MV16**21C* | 35000 | 12.5 | 16.2 | 35000 | 9 | 22200 | 1 | HRCU-A-CB |  |  | 256 | 737 | Yes
5247232 | Discontinued | Systems | SOFTSOUND SXT+ R410A HP | COMFORTMAKER | CCH636GKA* |  | ENH4X42*21** | OLV154F20A | 35800 | 12.5 | 16 | 36000 | 9 | 23000 | 1 | HRCU-A-CB |  |  | 265 | 737 | Yes
5247118 | Discontinued | Systems | SOFTSOUND SXT+ R410A HP | COMFORTMAKER | CCH636GKA* |  | ENH4X42*21**+WALLCON | *8MV*0901716** | 35000 | 12.5 | 16.2 | 35200 | 9 | 22200 | 1 | HRCU-A-CB |  |  | 256 | 737 | Yes
5247119 | Discontinued | Systems | SOFTSOUND SXT+ R410A HP | COMFORTMAKER | CCH636GKA* |  | ENH4X42*21**+WALLCON | *8MV*1102120** | 35000 | 12.5 | 16.2 | 35200 | 9 | 22200 | 1 | HRCU-A-CB |  |  | 256 | 737 | Yes
5247120 | Discontinued | Systems | SOFTSOUND SXT+ R410A HP | COMFORTMAKER | CCH636GKA* |  | ENH4X42*21**+WALLCON | *8MV*1352422** | 35000 | 12.5 | 16.2 | 35200 | 9 | 22200 | 1 | HRCU-A-CB |  |  | 256 | 737 | Yes
5247438 | Discontinued | Systems | SOFTSOUND SXT+ R410A HP | COMFORTMAKER | CCH636GKA* |  | ENH4X42*21**+WALLCON | *9MA*1002122A** | 35000 | 12.7 | 16 | 35200 | 9 | 24000 | 1 | HRCU-A-CB |  |  | 259 | 737 | Yes
5247325 | Discontinued | Systems | SOFTSOUND SXT+ R410A HP | COMFORTMAKER | CCH636GKA* |  | ENH4X42*21**+WALLCON | *9MA*1202422A** | 34600 | 12.5 | 16 | 35400 | 9 | 22400 | 1 | HRCU-A-CB |  |  | 256 | 737 | Yes
5247169 | Discontinued | Systems | SOFTSOUND SXT+ R410A HP | COMFORTMAKER | CCH636GKA* |  | ENH4X48*21** | *8MX*0701716** | 35400 | 12.5 | 16 | 35800 | 9 | 22800 | 1 | HRCU-A-CB |  |  | 262 | 737 | Yes
5247170 | Discontinued | Systems | SOFTSOUND SXT+ R410A HP | COMFORTMAKER | CCH636GKA* |  | ENH4X48*21** | *8MX*0902116** | 35800 | 12.7 | 16.2 | 35600 | 9.2 | 22600 | 1 | HRCU-A-CB |  |  | 262 | 721 | Yes
5247365 | Discontinued | Systems | SOFTSOUND SXT+ R410A HP | COMFORTMAKER | CCH636GKA* |  | ENH4X48*21** | *9MV*0801716A** | 35400 | 12.5 | 16.2 | 35600 | 9 | 22600 | 1 | HRCU-A-CB |  |  | 259 | 737 | Yes
5247401 | Discontinued | Systems | SOFTSOUND SXT+ R410A HP | COMFORTMAKER | CCH636GKA* |  | ENH4X48*21** | *9MV*0802120A** | 34800 | 12.5 | 16.5 | 35000 | 9 | 22000 | 1 | HRCU-A-CB |  |  | 250 | 737 | Yes
5247402 | Discontinued | Systems | SOFTSOUND SXT+ R410A HP | COMFORTMAKER | CCH636GKA* |  | ENH4X48*21** | *9MV*1002120A** | 34800 | 12.5 | 16.5 | 35000 | 9 | 22000 | 1 | HRCU-A-CB |  |  | 250 | 737 | Yes
5247377 | Discontinued | Systems | SOFTSOUND SXT+ R410A HP | COMFORTMAKER | CCH636GKA* |  | ENH4X48*21** | *9MV*1202422A** | 35000 | 12.7 | 16.5 | 35000 | 9 | 22000 | 1 | HRCU-A-CB |  |  | 251 | 737 | Yes
5247286 | Discontinued | Systems | SOFTSOUND SXT+ R410A HP | COMFORTMAKER | CCH636GKA* |  | ENH4X48*21** | *9MX*0801716A** | 35400 | 12.5 | 16 | 35600 | 9.2 | 22600 | 1 | HRCU-A-CB |  |  | 262 | 721 | Yes
5426937 | Discontinued | Systems | SOFTSOUND SXT+ R410A HP | COMFORTMAKER | CCH636GKA* |  | ENH4X48*21** | MV12**17C* | 35600 | 12.7 | 16.7 | 35400 | 9 | 22400 | 1 | HRCU-A-CB |  |  | 252 | 737 | Yes
5426938 | Discontinued | Systems | SOFTSOUND SXT+ R410A HP | COMFORTMAKER | CCH636GKA* |  | ENH4X48*21** | MV16**21C* | 35600 | 12.7 | 16.7 | 35400 | 9 | 22200 | 1 | HRCU-A-CB |  |  | 252 | 737 | Yes
5426974 | Discontinued | Systems | SOFTSOUND SXT+ R410A HP | COMFORTMAKER | CCH636GKA* |  | ENH4X48*21** | NOMV156E19* | 35200 | 12.5 | 15.7 | 35200 | 8.5 | 22400 | 1 | HRCU-A-CB |  |  | 265 | 781 | Yes
5247236 | Discontinued | Systems | SOFTSOUND SXT+ R410A HP | COMFORTMAKER | CCH636GKA* |  | ENH4X48*21** | OLV112A16A | 35600 | 12.5 | 16.2 | 35800 | 9.2 | 22800 | 1 | HRCU-A-CB |  |  | 260 | 721 | Yes
5247237 | Discontinued | Systems | SOFTSOUND SXT+ R410A HP | COMFORTMAKER | CCH636GKA* |  | ENH4X48*21** | OLV154F20A | 36400 | 12.7 | 16.7 | 36000 | 9.5 | 23000 | 1 | HRCU-A-CB |  |  | 258 | 699 | Yes
5247235 | Discontinued | Systems | SOFTSOUND SXT+ R410A HP | COMFORTMAKER | CCH636GKA* |  | ENH4X48*21** | OMV112K14A | 35400 | 12.5 | 16.5 | 35400 | 9.2 | 22600 | 1 | HRCU-A-CB |  |  | 254 | 721 | Yes
5247121 | Discontinued | Systems | SOFTSOUND SXT+ R410A HP | COMFORTMAKER | CCH636GKA* |  | ENH4X48*21**+WALLCON | *8MV*0701412** | 35400 | 12.5 | 16.5 | 35600 | 9.2 | 22600 | 1 | HRCU-A-CB |  |  | 254 | 721 | Yes
5247122 | Discontinued | Systems | SOFTSOUND SXT+ R410A HP | COMFORTMAKER | CCH636GKA* |  | ENH4X48*21**+WALLCON | *8MV*0901716** | 35600 | 12.7 | 16.7 | 35400 | 9.2 | 22400 | 1 | HRCU-A-CB |  |  | 252 | 721 | Yes
5247123 | Discontinued | Systems | SOFTSOUND SXT+ R410A HP | COMFORTMAKER | CCH636GKA* |  | ENH4X48*21**+WALLCON | *8MV*1102120** | 35600 | 12.7 | 16.7 | 35400 | 9.2 | 22400 | 1 | HRCU-A-CB |  |  | 252 | 721 | Yes
5247124 | Discontinued | Systems | SOFTSOUND SXT+ R410A HP | COMFORTMAKER | CCH636GKA* |  | ENH4X48*21**+WALLCON | *8MV*1352422** | 35600 | 13 | 16.7 | 35400 | 9 | 22200 | 1 | HRCU-A-CB |  |  | 252 | 737 | Yes
5247439 | Discontinued | Systems | SOFTSOUND SXT+ R410A HP | COMFORTMAKER | CCH636GKA* |  | ENH4X48*21**+WALLCON | *9MA*0602120A** | 35400 | 12.7 | 16.2 | 35600 | 9 | 24200 | 1 | HRCU-A-CB |  |  | 259 | 737 | Yes
5247327 | Discontinued | Systems | SOFTSOUND SXT+ R410A HP | COMFORTMAKER | CCH636GKA* |  | ENH4X48*21**+WALLCON | *9MA*0801714A** | 35000 | 12.5 | 16 | 35600 | 9 | 22600 | 1 | HRCU-A-CB |  |  | 259 | 737 | Yes
5247440 | Discontinued | Systems | SOFTSOUND SXT+ R410A HP | COMFORTMAKER | CCH636GKA* |  | ENH4X48*21**+WALLCON | *9MA*0802120A** | 35600 | 13 | 16.5 | 35400 | 9 | 24200 | 1 | HRCU-A-CB |  |  | 255 | 737 | Yes
5247441 | Discontinued | Systems | SOFTSOUND SXT+ R410A HP | COMFORTMAKER | CCH636GKA* |  | ENH4X48*21**+WALLCON | *9MA*1002122A** | 35600 | 13 | 16.5 | 35400 | 9 | 24000 | 1 | HRCU-A-CB |  |  | 255 | 737 | Yes
5247328 | Discontinued | Systems | SOFTSOUND SXT+ R410A HP | COMFORTMAKER | CCH636GKA* |  | ENH4X48*21**+WALLCON | *9MA*1202422A** | 35000 | 12.5 | 16.2 | 35600 | 9 | 22400 | 1 | HRCU-A-CB |  |  | 256 | 737 | Yes
5247254 | Discontinued | Systems | SOFTSOUND SXT+ R410A HP | COMFORTMAKER | CCH636GKA* |  | FCM4X36****+WALLCON |  | 34800 | 12.5 | 16.2 | 34800 | 9 | 22000 | 1 | HRCU-A-CB |  |  | 254 | 737 | Yes
5247255 | Discontinued | Systems | SOFTSOUND SXT+ R410A HP | COMFORTMAKER | CCH636GKA* |  | FCM4X48****+WALLCON |  | 36000 | 13 | 17 | 35400 | 9.5 | 22200 | 1 | HRCU-A-CB |  |  | 251 | 699 | Yes
5247256 | Discontinued | Systems | SOFTSOUND SXT+ R410A HP | COMFORTMAKER | CCH636GKA* |  | FCM4X60****+WALLCON |  | 36400 | 13.2 | 17 | 35600 | 9.5 | 22400 | 1 | HRCU-A-CB |  |  | 254 | 699 | Yes
5247258 | Discontinued | Systems | SOFTSOUND SXT+ R410A HP | COMFORTMAKER | CCH636GKA* |  | FVM4X36**** |  | 34800 | 12.5 | 16.2 | 34800 | 9 | 22000 | 1 | HRCU-A-CB |  |  | 254 | 737 | Yes
5247259 | Discontinued | Systems | SOFTSOUND SXT+ R410A HP | COMFORTMAKER | CCH636GKA* |  | FVM4X48**** |  | 36000 | 13 | 16.7 | 35400 | 9.2 | 22200 | 1 | HRCU-A-CB |  |  | 255 | 721 | Yes
5247061 | Discontinued | Systems | SOFTSOUND SXT+ R410A HP | COMFORTMAKER | CCH636GKA* |  | FVM4X60**** |  | 36400 | 13.2 | 17 | 35400 | 9.5 | 22200 | 1 | HRCU-A-CB | Yes |  | 254 | 699 | Yes
5485345 | Active | Systems | SOFTSOUND SXT+ R410A HP | COMFORTMAKER | CCH636GKA2* |  | EA*4X36*17A* | MV08**14C* | 34800 | 12.5 | 16 | 34800 | 9 | 22600 | 1 | HRCU-A-CB |  |  | 258 | 737 | Yes
5485346 | Active | Systems | SOFTSOUND SXT+ R410A HP | COMFORTMAKER | CCH636GKA2* |  | EA*4X36*17A* | MV12**17C* | 35200 | 12.5 | 16.2 | 35000 | 9 | 22600 | 1 | HRCU-A-CB |  |  | 257 | 737 | Yes
5484997 | Active | Systems | SOFTSOUND SXT+ R410A HP | COMFORTMAKER | CCH636GKA2* |  | EA*4X36*17A*+WALLCON | *8MV*0901716** | 35000 | 12.5 | 16.2 | 35000 | 9 | 22600 | 1 | HRCU-A-CB |  |  | 256 | 737 | Yes
5485050 | Active | Systems | SOFTSOUND SXT+ R410A HP | COMFORTMAKER | CCH636GKA2* |  | EA*4X36*21A* | *8MX*0902116** | 35200 | 12.5 | 15.7 | 35000 | 9 | 22600 | 1 | HRCU-A-CB |  |  | 265 | 737 | Yes
5485282 | Active | Systems | SOFTSOUND SXT+ R410A HP | COMFORTMAKER | CCH636GKA2* |  | EA*4X36*21A* | *9MV*0802120A** | 35000 | 12.5 | 16 | 34800 | 9 | 22400 | 1 | HRCU-A-CB |  |  | 259 | 737 | Yes
5485283 | Active | Systems | SOFTSOUND SXT+ R410A HP | COMFORTMAKER | CCH636GKA2* |  | EA*4X36*21A* | *9MV*1002120A** | 35000 | 12.5 | 16 | 34800 | 9 | 22400 | 1 | HRCU-A-CB |  |  | 259 | 737 | Yes
5485347 | Active | Systems | SOFTSOUND SXT+ R410A HP | COMFORTMAKER | CCH636GKA2* |  | EA*4X36*21A* | MV12**17C* | 35200 | 12.5 | 16.2 | 35000 | 9 | 22400 | 1 | HRCU-A-CB |  |  | 257 | 737 | Yes
5485348 | Active | Systems | SOFTSOUND SXT+ R410A HP | COMFORTMAKER | CCH636GKA2* |  | EA*4X36*21A* | MV16**21C* | 35200 | 12.7 | 16.2 | 34800 | 9 | 22400 | 1 | HRCU-A-CB |  |  | 257 | 737 | Yes
5484998 | Active | Systems | SOFTSOUND SXT+ R410A HP | COMFORTMAKER | CCH636GKA2* |  | EA*4X36*21A*+WALLCON | *8MV*0901716** | 35200 | 12.5 | 16.2 | 34800 | 9 | 22400 | 1 | HRCU-A-CB |  |  | 257 | 737 | Yes
5484999 | Active | Systems | SOFTSOUND SXT+ R410A HP | COMFORTMAKER | CCH636GKA2* |  | EA*4X36*21A*+WALLCON | *8MV*1102120** | 35200 | 12.5 | 16.2 | 34800 | 9 | 22400 | 1 | HRCU-A-CB |  |  | 257 | 737 | Yes
5485237 | Active | Systems | SOFTSOUND SXT+ R410A HP | COMFORTMAKER | CCH636GKA2* |  | EA*4X36*21A*+WALLCON | *9MA*0802120A** | 34800 | 12.5 | 16 | 35000 | 9 | 22600 | 1 | HRCU-A-CB |  |  | 258 | 737 | Yes
5485238 | Active | Systems | SOFTSOUND SXT+ R410A HP | COMFORTMAKER | CCH636GKA2* |  | EA*4X36*21A*+WALLCON | *9MA*1002122A** | 34800 | 12.5 | 16 | 35000 | 9 | 22600 | 1 | HRCU-A-CB |  |  | 258 | 737 | Yes
5485052 | Active | Systems | SOFTSOUND SXT+ R410A HP | COMFORTMAKER | CCH636GKA2* |  | EA*4X42*21A* | *8MX*0902116** | 35400 | 12.5 | 16 | 35200 | 9 | 22600 | 1 | HRCU-A-CB |  |  | 262 | 737 | Yes
5485286 | Active | Systems | SOFTSOUND SXT+ R410A HP | COMFORTMAKER | CCH636GKA2* |  | EA*4X42*21A* | *9MV*0802120A** | 35200 | 12.5 | 16.2 | 35000 | 9 | 22600 | 1 | HRCU-A-CB |  |  | 257 | 737 | Yes
5485287 | Active | Systems | SOFTSOUND SXT+ R410A HP | COMFORTMAKER | CCH636GKA2* |  | EA*4X42*21A* | *9MV*1002120A** | 35200 | 12.5 | 16.2 | 35000 | 9 | 22400 | 1 | HRCU-A-CB |  |  | 257 | 737 | Yes
5485349 | Active | Systems | SOFTSOUND SXT+ R410A HP | COMFORTMAKER | CCH636GKA2* |  | EA*4X42*21A* | MV12**17C* | 35400 | 12.7 | 16.2 | 35000 | 9 | 22600 | 1 | HRCU-A-CB |  |  | 259 | 737 | Yes
5485350 | Active | Systems | SOFTSOUND SXT+ R410A HP | COMFORTMAKER | CCH636GKA2* |  | EA*4X42*21A* | MV16**21C* | 35400 | 12.7 | 16.5 | 35000 | 9 | 22400 | 1 | HRCU-A-CB |  |  | 254 | 737 | Yes
5485000 | Active | Systems | SOFTSOUND SXT+ R410A HP | COMFORTMAKER | CCH636GKA2* |  | EA*4X42*21A*+WALLCON | *8MV*0901716** | 35400 | 12.5 | 16.2 | 35000 | 9 | 22600 | 1 | HRCU-A-CB |  |  | 259 | 737 | Yes
5485001 | Active | Systems | SOFTSOUND SXT+ R410A HP | COMFORTMAKER | CCH636GKA2* |  | EA*4X42*21A*+WALLCON | *8MV*1102120** | 35400 | 12.7 | 16.2 | 35000 | 9 | 22600 | 1 | HRCU-A-CB |  |  | 259 | 737 | Yes
5485240 | Active | Systems | SOFTSOUND SXT+ R410A HP | COMFORTMAKER | CCH636GKA2* |  | EA*4X42*21A*+WALLCON | *9MA*0802120A** | 35000 | 12.5 | 16 | 35000 | 9 | 22600 | 1 | HRCU-A-CB |  |  | 259 | 737 | Yes
5485241 | Active | Systems | SOFTSOUND SXT+ R410A HP | COMFORTMAKER | CCH636GKA2* |  | EA*4X42*21A*+WALLCON | *9MA*1002122A** | 35000 | 12.5 | 16.2 | 35000 | 9 | 22600 | 1 | HRCU-A-CB |  |  | 256 | 737 | Yes
5485053 | Active | Systems | SOFTSOUND SXT+ R410A HP | COMFORTMAKER | CCH636GKA2* |  | EA*4X42*24A* | *8MX*0902116** | 35600 | 12.5 | 16 | 35200 | 9 | 22600 | 1 | HRCU-A-CB |  |  | 263 | 737 | Yes
5485288 | Active | Systems | SOFTSOUND SXT+ R410A HP | COMFORTMAKER | CCH636GKA2* |  | EA*4X42*24A* | *9MV*0802120A** | 35200 | 12.5 | 16.2 | 35000 | 9 | 22600 | 1 | HRCU-A-CB |  |  | 257 | 737 | Yes
5485289 | Active | Systems | SOFTSOUND SXT+ R410A HP | COMFORTMAKER | CCH636GKA2* |  | EA*4X42*24A* | *9MV*1002120A** | 35200 | 12.5 | 16.2 | 35000 | 9 | 22600 | 1 | HRCU-A-CB |  |  | 257 | 737 | Yes
5485290 | Active | Systems | SOFTSOUND SXT+ R410A HP | COMFORTMAKER | CCH636GKA2* |  | EA*4X42*24A* | *9MV*1202422A** | 35200 | 12.5 | 16.2 | 35000 | 9 | 22600 | 1 | HRCU-A-CB |  |  | 257 | 737 | Yes
5485351 | Active | Systems | SOFTSOUND SXT+ R410A HP | COMFORTMAKER | CCH636GKA2* |  | EA*4X42*24A* | MV16**21C* | 35400 | 12.7 | 16.5 | 35000 | 9 | 22400 | 1 | HRCU-A-CB |  |  | 254 | 737 | Yes
5485352 | Active | Systems | SOFTSOUND SXT+ R410A HP | COMFORTMAKER | CCH636GKA2* |  | EA*4X42*24A* | MV20**24C* | 35400 | 12.7 | 16.5 | 34800 | 9 | 22400 | 1 | HRCU-A-CB |  |  | 254 | 737 | Yes
5485387 | Active | Systems | SOFTSOUND SXT+ R410A HP | COMFORTMAKER | CCH636GKA2* |  | EA*4X42*24A* | OMV154L20A | 35200 | 12.5 | 16.2 | 35000 | 9 | 22600 | 1 | HRCU-A-CB |  |  | 257 | 737 | Yes
5485002 | Active | Systems | SOFTSOUND SXT+ R410A HP | COMFORTMAKER | CCH636GKA2* |  | EA*4X42*24A*+WALLCON | *8MV*1102120** | 35400 | 12.7 | 16.2 | 35000 | 9 | 22600 | 1 | HRCU-A-CB |  |  | 259 | 737 | Yes
5485003 | Active | Systems | SOFTSOUND SXT+ R410A HP | COMFORTMAKER | CCH636GKA2* |  | EA*4X42*24A*+WALLCON | *8MV*1352422** | 35400 | 12.7 | 16.5 | 35000 | 9 | 22400 | 1 | HRCU-A-CB |  |  | 254 | 737 | Yes
5485243 | Active | Systems | SOFTSOUND SXT+ R410A HP | COMFORTMAKER | CCH636GKA2* |  | EA*4X42*24A*+WALLCON | *9MA*0802120A** | 35000 | 12.5 | 16.2 | 35000 | 9 | 22600 | 1 | HRCU-A-CB |  |  | 256 | 737 | Yes
5485244 | Active | Systems | SOFTSOUND SXT+ R410A HP | COMFORTMAKER | CCH636GKA2* |  | EA*4X42*24A*+WALLCON | *9MA*1002122A** | 35000 | 12.5 | 16.2 | 35000 | 9 | 22600 | 1 | HRCU-A-CB |  |  | 256 | 737 | Yes
5485201 | Active | Systems | SOFTSOUND SXT+ R410A HP | COMFORTMAKER | CCH636GKA2* |  | EA*4X42*24A*+WALLCON | *9MA*1202422A** | 35000 | 12.5 | 16 | 35000 | 9 | 22600 | 1 | HRCU-A-CB |  |  | 259 | 737 | Yes
5485353 | Active | Systems | SOFTSOUND SXT+ R410A HP | COMFORTMAKER | CCH636GKA2* |  | EA*4X48*17A* | MV08**14C* | 35800 | 12.7 | 16.5 | 35400 | 9 | 22800 | 1 | HRCU-A-CB |  |  | 257 | 737 | Yes
5485354 | Active | Systems | SOFTSOUND SXT+ R410A HP | COMFORTMAKER | CCH636GKA2* |  | EA*4X48*17A* | MV12**17C* | 36200 | 12.7 | 16.7 | 35600 | 9 | 22800 | 1 | HRCU-A-CB |  |  | 257 | 737 | Yes
5485399 | Active | Systems | SOFTSOUND SXT+ R410A HP | COMFORTMAKER | CCH636GKA2* |  | EA*4X48*17A* | NOMV106D12* | 35600 | 12.5 | 15.7 | 35400 | 8.5 | 22600 | 1 | HRCU-A-CB |  |  | 268 | 781 | Yes
5485101 | Active | Systems | SOFTSOUND SXT+ R410A HP | COMFORTMAKER | CCH636GKA2* |  | EA*4X48*17A* | OMV112K14A | 35800 | 12.5 | 16.2 | 35600 | 9 | 22800 | 1 | HRCU-A-CB |  |  | 262 | 737 | Yes
5485004 | Active | Systems | SOFTSOUND SXT+ R410A HP | COMFORTMAKER | CCH636GKA2* |  | EA*4X48*17A*+WALLCON | *8MV*0701412** | 36000 | 12.5 | 16.2 | 35800 | 9 | 22800 | 1 | HRCU-A-CB |  |  | 263 | 737 | Yes
5485005 | Active | Systems | SOFTSOUND SXT+ R410A HP | COMFORTMAKER | CCH636GKA2* |  | EA*4X48*17A*+WALLCON | *8MV*0901716** | 36000 | 12.7 | 16.7 | 35600 | 9 | 22800 | 1 | HRCU-A-CB |  |  | 255 | 737 | Yes
5485203 | Active | Systems | SOFTSOUND SXT+ R410A HP | COMFORTMAKER | CCH636GKA2* |  | EA*4X48*17A*+WALLCON | *9MA*0801714A** | 35400 | 12.5 | 16.2 | 35800 | 9 | 23000 | 1 | HRCU-A-CB |  |  | 259 | 737 | Yes
5485057 | Active | Systems | SOFTSOUND SXT+ R410A HP | COMFORTMAKER | CCH636GKA2* |  | EA*4X48*21A* | *8MX*0902116** | 35800 | 12.7 | 16.2 | 35600 | 9 | 22800 | 1 | HRCU-A-CB |  |  | 262 | 737 | Yes
5485295 | Active | Systems | SOFTSOUND SXT+ R410A HP | COMFORTMAKER | CCH636GKA2* |  | EA*4X48*21A* | *9MV*0802120A** | 35600 | 12.7 | 16.2 | 35200 | 9 | 22600 | 1 | HRCU-A-CB |  |  | 260 | 737 | Yes
5485296 | Active | Systems | SOFTSOUND SXT+ R410A HP | COMFORTMAKER | CCH636GKA2* |  | EA*4X48*21A* | *9MV*1002120A** | 35600 | 12.7 | 16.2 | 35200 | 9 | 22600 | 1 | HRCU-A-CB |  |  | 260 | 737 | Yes
5485355 | Active | Systems | SOFTSOUND SXT+ R410A HP | COMFORTMAKER | CCH636GKA2* |  | EA*4X48*21A* | MV12**17C* | 35800 | 12.7 | 16.5 | 35400 | 9 | 22600 | 1 | HRCU-A-CB |  |  | 257 | 737 | Yes
5485356 | Active | Systems | SOFTSOUND SXT+ R410A HP | COMFORTMAKER | CCH636GKA2* |  | EA*4X48*21A* | MV16**21C* | 35800 | 12.7 | 16.7 | 35400 | 9 | 22600 | 1 | HRCU-A-CB |  |  | 254 | 737 | Yes
5485401 | Active | Systems | SOFTSOUND SXT+ R410A HP | COMFORTMAKER | CCH636GKA2* |  | EA*4X48*21A* | NOMV156E19* | 35600 | 12.5 | 15.7 | 35200 | 8.5 | 22600 | 1 | HRCU-A-CB |  |  | 268 | 781 | Yes
5485006 | Active | Systems | SOFTSOUND SXT+ R410A HP | COMFORTMAKER | CCH636GKA2* |  | EA*4X48*21A*+WALLCON | *8MV*0901716** | 35800 | 12.7 | 16.5 | 35400 | 9 | 22600 | 1 | HRCU-A-CB |  |  | 257 | 737 | Yes
5485007 | Active | Systems | SOFTSOUND SXT+ R410A HP | COMFORTMAKER | CCH636GKA2* |  | EA*4X48*21A*+WALLCON | *8MV*1102120** | 35800 | 12.7 | 16.5 | 35400 | 9 | 22600 | 1 | HRCU-A-CB |  |  | 257 | 737 | Yes
5485245 | Active | Systems | SOFTSOUND SXT+ R410A HP | COMFORTMAKER | CCH636GKA2* |  | EA*4X48*21A*+WALLCON | *9MA*0602120A** | 35200 | 12.5 | 16 | 35600 | 9 | 22800 | 1 | HRCU-A-CB |  |  | 260 | 737 | Yes
5485246 | Active | Systems | SOFTSOUND SXT+ R410A HP | COMFORTMAKER | CCH636GKA2* |  | EA*4X48*21A*+WALLCON | *9MA*0802120A** | 35400 | 12.7 | 16.2 | 35400 | 9 | 22800 | 1 | HRCU-A-CB |  |  | 259 | 737 | Yes
5485247 | Active | Systems | SOFTSOUND SXT+ R410A HP | COMFORTMAKER | CCH636GKA2* |  | EA*4X48*21A*+WALLCON | *9MA*1002122A** | 35400 | 12.7 | 16.2 | 35400 | 9 | 22600 | 1 | HRCU-A-CB |  |  | 259 | 737 | Yes
5485058 | Active | Systems | SOFTSOUND SXT+ R410A HP | COMFORTMAKER | CCH636GKA2* |  | EA*4X48*24A* | *8MX*0902116** | 36000 | 12.7 | 16.2 | 35600 | 9 | 22800 | 1 | HRCU-A-CB |  |  | 263 | 737 | Yes
5485297 | Active | Systems | SOFTSOUND SXT+ R410A HP | COMFORTMAKER | CCH636GKA2* |  | EA*4X48*24A* | *9MV*0802120A** | 35600 | 12.7 | 16.2 | 35400 | 9 | 22600 | 1 | HRCU-A-CB |  |  | 260 | 737 | Yes
5485298 | Active | Systems | SOFTSOUND SXT+ R410A HP | COMFORTMAKER | CCH636GKA2* |  | EA*4X48*24A* | *9MV*1002120A** | 35600 | 12.7 | 16.5 | 35200 | 9 | 22600 | 1 | HRCU-A-CB |  |  | 255 | 737 | Yes
5485299 | Active | Systems | SOFTSOUND SXT+ R410A HP | COMFORTMAKER | CCH636GKA2* |  | EA*4X48*24A* | *9MV*1202422A** | 35800 | 12.7 | 16.2 | 35400 | 9 | 22600 | 1 | HRCU-A-CB |  |  | 262 | 737 | Yes
5485357 | Active | Systems | SOFTSOUND SXT+ R410A HP | COMFORTMAKER | CCH636GKA2* |  | EA*4X48*24A* | MV16**21C* | 35800 | 12.7 | 16.7 | 35200 | 9 | 22600 | 1 | HRCU-A-CB |  |  | 254 | 737 | Yes
5485358 | Active | Systems | SOFTSOUND SXT+ R410A HP | COMFORTMAKER | CCH636GKA2* |  | EA*4X48*24A* | MV20**24C* | 35800 | 12.7 | 16.7 | 35200 | 9 | 22400 | 1 | HRCU-A-CB |  |  | 254 | 737 | Yes
5485402 | Active | Systems | SOFTSOUND SXT+ R410A HP | COMFORTMAKER | CCH636GKA2* |  | EA*4X48*24A* | NOMV156E19* | 35600 | 12.5 | 15.7 | 35200 | 8.5 | 22600 | 1 | HRCU-A-CB |  |  | 268 | 781 | Yes
5485388 | Active | Systems | SOFTSOUND SXT+ R410A HP | COMFORTMAKER | CCH636GKA2* |  | EA*4X48*24A* | OMV154L20A | 35800 | 12.7 | 16.5 | 35400 | 9 | 22600 | 1 | HRCU-A-CB |  |  | 257 | 737 | Yes
5485008 | Active | Systems | SOFTSOUND SXT+ R410A HP | COMFORTMAKER | CCH636GKA2* |  | EA*4X48*24A*+WALLCON | *8MV*1102120** | 35800 | 12.7 | 16.5 | 35400 | 9 | 22600 | 1 | HRCU-A-CB |  |  | 257 | 737 | Yes
5485009 | Active | Systems | SOFTSOUND SXT+ R410A HP | COMFORTMAKER | CCH636GKA2* |  | EA*4X48*24A*+WALLCON | *8MV*1352422** | 36000 | 13 | 16.7 | 35200 | 9 | 22600 | 1 | HRCU-A-CB |  |  | 255 | 737 | Yes
5485248 | Active | Systems | SOFTSOUND SXT+ R410A HP | COMFORTMAKER | CCH636GKA2* |  | EA*4X48*24A*+WALLCON | *9MA*0602120A** | 35200 | 12.5 | 16 | 35600 | 9 | 22800 | 1 | HRCU-A-CB |  |  | 260 | 737 | Yes
5485249 | Active | Systems | SOFTSOUND SXT+ R410A HP | COMFORTMAKER | CCH636GKA2* |  | EA*4X48*24A*+WALLCON | *9MA*0802120A** | 35400 | 12.7 | 16.2 | 35400 | 9 | 22600 | 1 | HRCU-A-CB |  |  | 259 | 737 | Yes
5485250 | Active | Systems | SOFTSOUND SXT+ R410A HP | COMFORTMAKER | CCH636GKA2* |  | EA*4X48*24A*+WALLCON | *9MA*1002122A** | 35400 | 12.7 | 16.2 | 35400 | 9 | 22600 | 1 | HRCU-A-CB |  |  | 259 | 737 | Yes
5485206 | Active | Systems | SOFTSOUND SXT+ R410A HP | COMFORTMAKER | CCH636GKA2* |  | EA*4X48*24A*+WALLCON | *9MA*1202422A** | 35400 | 12.7 | 16.2 | 35400 | 9 | 22600 | 1 | HRCU-A-CB |  |  | 259 | 737 | Yes
5485080 | Active | Systems | SOFTSOUND SXT+ R410A HP | COMFORTMAKER | CCH636GKA2* |  | EHD4X36A** | *8MX*0902116** | 35800 | 12.7 | 16 | 35400 | 9 | 22800 | 1 | HRCU-A-CB |  |  | 265 | 737 | Yes
5485331 | Active | Systems | SOFTSOUND SXT+ R410A HP | COMFORTMAKER | CCH636GKA2* |  | EHD4X36A** | *9MV*0802120A** | 35600 | 12.5 | 16.2 | 35200 | 9 | 22600 | 1 | HRCU-A-CB |  |  | 260 | 737 | Yes
5485332 | Active | Systems | SOFTSOUND SXT+ R410A HP | COMFORTMAKER | CCH636GKA2* |  | EHD4X36A** | *9MV*1002120A** | 35400 | 12.7 | 16.2 | 35000 | 9 | 22600 | 1 | HRCU-A-CB |  |  | 259 | 737 | Yes
5485333 | Active | Systems | SOFTSOUND SXT+ R410A HP | COMFORTMAKER | CCH636GKA2* |  | EHD4X36A** | *9MV*1202422A** | 35600 | 12.5 | 16.2 | 35200 | 9 | 22600 | 1 | HRCU-A-CB |  |  | 260 | 737 | Yes
5485189 | Active | Systems | SOFTSOUND SXT+ R410A HP | COMFORTMAKER | CCH636GKA2* |  | EHD4X36A** | *9MX*0801716A** | 35600 | 12.5 | 15.7 | 35400 | 9 | 22800 | 1 | HRCU-A-CB |  |  | 268 | 737 | Yes
5485375 | Active | Systems | SOFTSOUND SXT+ R410A HP | COMFORTMAKER | CCH636GKA2* |  | EHD4X36A** | MV08**14C* | 35600 | 12.5 | 16.2 | 35200 | 9 | 22600 | 1 | HRCU-A-CB |  |  | 260 | 737 | Yes
5485376 | Active | Systems | SOFTSOUND SXT+ R410A HP | COMFORTMAKER | CCH636GKA2* |  | EHD4X36A** | MV12**17C* | 35800 | 12.7 | 16.5 | 35400 | 9 | 22600 | 1 | HRCU-A-CB |  |  | 257 | 737 | Yes
5485377 | Active | Systems | SOFTSOUND SXT+ R410A HP | COMFORTMAKER | CCH636GKA2* |  | EHD4X36A** | MV16**21C* | 35800 | 12.7 | 16.5 | 35200 | 9 | 22600 | 1 | HRCU-A-CB |  |  | 257 | 737 | Yes
5485378 | Active | Systems | SOFTSOUND SXT+ R410A HP | COMFORTMAKER | CCH636GKA2* |  | EHD4X36A** | MV20**24C* | 35800 | 12.7 | 16.7 | 35200 | 9 | 22600 | 1 | HRCU-A-CB |  |  | 254 | 737 | Yes
5485418 | Active | Systems | SOFTSOUND SXT+ R410A HP | COMFORTMAKER | CCH636GKA2* |  | EHD4X36A** | NOMV156E19* | 35600 | 12.5 | 15.5 | 35200 | 8.5 | 22600 | 1 | HRCU-A-CB |  |  | 272 | 781 | Yes
5485145 | Active | Systems | SOFTSOUND SXT+ R410A HP | COMFORTMAKER | CCH636GKA2* |  | EHD4X36A** | OLV154F20A | 36600 | 12.5 | 16.2 | 36000 | 9 | 23200 | 1 | HRCU-A-CB |  |  | 267 | 737 | Yes
5485143 | Active | Systems | SOFTSOUND SXT+ R410A HP | COMFORTMAKER | CCH636GKA2* |  | EHD4X36A** | OMV112K14A | 35600 | 12.5 | 16.2 | 35400 | 9 | 22800 | 1 | HRCU-A-CB |  |  | 260 | 737 | Yes
5485390 | Active | Systems | SOFTSOUND SXT+ R410A HP | COMFORTMAKER | CCH636GKA2* |  | EHD4X36A** | OMV154L20A | 35800 | 12.7 | 16.5 | 35400 | 9 | 22600 | 1 | HRCU-A-CB |  |  | 257 | 737 | Yes
5485034 | Active | Systems | SOFTSOUND SXT+ R410A HP | COMFORTMAKER | CCH636GKA2* |  | EHD4X36A**+WALLCON | *8MV*0701412** | 35600 | 12.5 | 16.2 | 35400 | 9 | 22800 | 1 | HRCU-A-CB |  |  | 260 | 737 | Yes
5485035 | Active | Systems | SOFTSOUND SXT+ R410A HP | COMFORTMAKER | CCH636GKA2* |  | EHD4X36A**+WALLCON | *8MV*0901716** | 35800 | 12.7 | 16.5 | 35400 | 9 | 22600 | 1 | HRCU-A-CB |  |  | 257 | 737 | Yes
5485036 | Active | Systems | SOFTSOUND SXT+ R410A HP | COMFORTMAKER | CCH636GKA2* |  | EHD4X36A**+WALLCON | *8MV*1102120** | 35800 | 12.7 | 16.5 | 35400 | 9 | 22600 | 1 | HRCU-A-CB |  |  | 257 | 737 | Yes
5485037 | Active | Systems | SOFTSOUND SXT+ R410A HP | COMFORTMAKER | CCH636GKA2* |  | EHD4X36A**+WALLCON | *8MV*1352422** | 35800 | 12.7 | 16.5 | 35200 | 9 | 22600 | 1 | HRCU-A-CB |  |  | 257 | 737 | Yes
5485269 | Active | Systems | SOFTSOUND SXT+ R410A HP | COMFORTMAKER | CCH636GKA2* |  | EHD4X36A**+WALLCON | *9MA*0602120A** | 35200 | 12.5 | 16 | 35600 | 9 | 22800 | 1 | HRCU-A-CB |  |  | 260 | 737 | Yes
5485228 | Active | Systems | SOFTSOUND SXT+ R410A HP | COMFORTMAKER | CCH636GKA2* |  | EHD4X36A**+WALLCON | *9MA*0801714A** | 35200 | 12.5 | 16 | 35600 | 9 | 23000 | 1 | HRCU-A-CB |  |  | 260 | 737 | Yes
5485270 | Active | Systems | SOFTSOUND SXT+ R410A HP | COMFORTMAKER | CCH636GKA2* |  | EHD4X36A**+WALLCON | *9MA*0802120A** | 35400 | 12.5 | 16.2 | 35400 | 9 | 22800 | 1 | HRCU-A-CB |  |  | 259 | 737 | Yes
5485271 | Active | Systems | SOFTSOUND SXT+ R410A HP | COMFORTMAKER | CCH636GKA2* |  | EHD4X36A**+WALLCON | *9MA*1002122A** | 35400 | 12.7 | 16.2 | 35400 | 9 | 22600 | 1 | HRCU-A-CB |  |  | 259 | 737 | Yes
5485229 | Active | Systems | SOFTSOUND SXT+ R410A HP | COMFORTMAKER | CCH636GKA2* |  | EHD4X36A**+WALLCON | *9MA*1202422A** | 35400 | 12.5 | 16.2 | 35400 | 9 | 22800 | 1 | HRCU-A-CB |  |  | 259 | 737 | Yes
5485082 | Active | Systems | SOFTSOUND SXT+ R410A HP | COMFORTMAKER | CCH636GKA2* |  | EHD4X42A** | *8MX*0701716** | 35800 | 12.5 | 16 | 35800 | 9 | 23000 | 1 | HRCU-A-CB |  |  | 265 | 737 | Yes
5485083 | Active | Systems | SOFTSOUND SXT+ R410A HP | COMFORTMAKER | CCH636GKA2* |  | EHD4X42A** | *8MX*0902116** | 36200 | 12.7 | 16.2 | 35600 | 9 | 22800 | 1 | HRCU-A-CB |  |  | 265 | 737 | Yes
5485335 | Active | Systems | SOFTSOUND SXT+ R410A HP | COMFORTMAKER | CCH636GKA2* |  | EHD4X42A** | *9MV*0801716A** | 35800 | 12.5 | 16 | 35600 | 9 | 22800 | 1 | HRCU-A-CB |  |  | 265 | 737 | Yes
5485336 | Active | Systems | SOFTSOUND SXT+ R410A HP | COMFORTMAKER | CCH636GKA2* |  | EHD4X42A** | *9MV*0802120A** | 35800 | 12.7 | 16.2 | 35200 | 9 | 22600 | 1 | HRCU-A-CB |  |  | 262 | 737 | Yes
5485337 | Active | Systems | SOFTSOUND SXT+ R410A HP | COMFORTMAKER | CCH636GKA2* |  | EHD4X42A** | *9MV*1002120A** | 35800 | 12.7 | 16.5 | 35200 | 9 | 22600 | 1 | HRCU-A-CB |  |  | 257 | 737 | Yes
5485338 | Active | Systems | SOFTSOUND SXT+ R410A HP | COMFORTMAKER | CCH636GKA2* |  | EHD4X42A** | *9MV*1202422A** | 35800 | 12.7 | 16.2 | 35400 | 9 | 22600 | 1 | HRCU-A-CB |  |  | 262 | 737 | Yes
5485191 | Active | Systems | SOFTSOUND SXT+ R410A HP | COMFORTMAKER | CCH636GKA2* |  | EHD4X42A** | *9MX*0801716A** | 35800 | 12.5 | 15.7 | 35600 | 9 | 22800 | 1 | HRCU-A-CB |  |  | 270 | 737 | Yes
5485379 | Active | Systems | SOFTSOUND SXT+ R410A HP | COMFORTMAKER | CCH636GKA2* |  | EHD4X42A** | MV08**14C* | 35800 | 12.7 | 16.5 | 35400 | 9 | 22600 | 1 | HRCU-A-CB |  |  | 257 | 737 | Yes
5485380 | Active | Systems | SOFTSOUND SXT+ R410A HP | COMFORTMAKER | CCH636GKA2* |  | EHD4X42A** | MV12**17C* | 36000 | 12.7 | 16.5 | 35400 | 9 | 22600 | 1 | HRCU-A-CB |  |  | 258 | 737 | Yes
5485381 | Active | Systems | SOFTSOUND SXT+ R410A HP | COMFORTMAKER | CCH636GKA2* |  | EHD4X42A** | MV16**21C* | 36000 | 12.7 | 16.7 | 35400 | 9 | 22600 | 1 | HRCU-A-CB |  |  | 255 | 737 | Yes
5485382 | Active | Systems | SOFTSOUND SXT+ R410A HP | COMFORTMAKER | CCH636GKA2* |  | EHD4X42A** | MV20**24C* | 36000 | 12.7 | 16.7 | 35200 | 9 | 22600 | 1 | HRCU-A-CB |  |  | 255 | 737 | Yes
5485420 | Active | Systems | SOFTSOUND SXT+ R410A HP | COMFORTMAKER | CCH636GKA2* |  | EHD4X42A** | NOMV156E19* | 35800 | 12.5 | 15.7 | 35200 | 8.5 | 22600 | 1 | HRCU-A-CB |  |  | 270 | 781 | Yes
5485149 | Active | Systems | SOFTSOUND SXT+ R410A HP | COMFORTMAKER | CCH636GKA2* |  | EHD4X42A** | OLV112A16A | 36000 | 12.5 | 16.2 | 35800 | 9 | 23000 | 1 | HRCU-A-CB |  |  | 263 | 737 | Yes
5485150 | Active | Systems | SOFTSOUND SXT+ R410A HP | COMFORTMAKER | CCH636GKA2* |  | EHD4X42A** | OLV154F20A | 36800 | 12.7 | 16.5 | 36000 | 9 | 23200 | 1 | HRCU-A-CB |  |  | 264 | 737 | Yes
5485148 | Active | Systems | SOFTSOUND SXT+ R410A HP | COMFORTMAKER | CCH636GKA2* |  | EHD4X42A** | OMV112K14A | 35800 | 12.5 | 16.2 | 35600 | 9 | 22800 | 1 | HRCU-A-CB |  |  | 262 | 737 | Yes
5485391 | Active | Systems | SOFTSOUND SXT+ R410A HP | COMFORTMAKER | CCH636GKA2* |  | EHD4X42A** | OMV154L20A | 36000 | 12.7 | 16.5 | 35400 | 9 | 22600 | 1 | HRCU-A-CB |  |  | 258 | 737 | Yes
5485038 | Active | Systems | SOFTSOUND SXT+ R410A HP | COMFORTMAKER | CCH636GKA2* |  | EHD4X42A**+WALLCON | *8MV*0701412** | 35800 | 12.5 | 16.2 | 35600 | 9 | 22800 | 1 | HRCU-A-CB |  |  | 262 | 737 | Yes
5485039 | Active | Systems | SOFTSOUND SXT+ R410A HP | COMFORTMAKER | CCH636GKA2* |  | EHD4X42A**+WALLCON | *8MV*0901716** | 36000 | 12.7 | 16.7 | 35400 | 9 | 22600 | 1 | HRCU-A-CB |  |  | 255 | 737 | Yes
5485040 | Active | Systems | SOFTSOUND SXT+ R410A HP | COMFORTMAKER | CCH636GKA2* |  | EHD4X42A**+WALLCON | *8MV*1102120** | 36000 | 12.7 | 16.5 | 35400 | 9 | 22600 | 1 | HRCU-A-CB |  |  | 258 | 737 | Yes
5485041 | Active | Systems | SOFTSOUND SXT+ R410A HP | COMFORTMAKER | CCH636GKA2* |  | EHD4X42A**+WALLCON | *8MV*1352422** | 36000 | 12.7 | 16.7 | 35400 | 9 | 22600 | 1 | HRCU-A-CB |  |  | 255 | 737 | Yes
5485230 | Active | Systems | SOFTSOUND SXT+ R410A HP | COMFORTMAKER | CCH636GKA2* |  | EHD4X42A**+WALLCON | *9MA*0601714A** | 35400 | 12.5 | 16 | 35800 | 9 | 23000 | 1 | HRCU-A-CB |  |  | 262 | 737 | Yes
5485272 | Active | Systems | SOFTSOUND SXT+ R410A HP | COMFORTMAKER | CCH636GKA2* |  | EHD4X42A**+WALLCON | *9MA*0602120A** | 35400 | 12.5 | 16 | 35600 | 9 | 22800 | 1 | HRCU-A-CB |  |  | 262 | 737 | Yes
5485231 | Active | Systems | SOFTSOUND SXT+ R410A HP | COMFORTMAKER | CCH636GKA2* |  | EHD4X42A**+WALLCON | *9MA*0801714A** | 35400 | 12.5 | 16 | 35600 | 9 | 23000 | 1 | HRCU-A-CB |  |  | 262 | 737 | Yes
5485273 | Active | Systems | SOFTSOUND SXT+ R410A HP | COMFORTMAKER | CCH636GKA2* |  | EHD4X42A**+WALLCON | *9MA*0802120A** | 35600 | 12.7 | 16.2 | 35400 | 9 | 22800 | 1 | HRCU-A-CB |  |  | 260 | 737 | Yes
5485274 | Active | Systems | SOFTSOUND SXT+ R410A HP | COMFORTMAKER | CCH636GKA2* |  | EHD4X42A**+WALLCON | *9MA*1002122A** | 35600 | 12.7 | 16.2 | 35400 | 9 | 22600 | 1 | HRCU-A-CB |  |  | 260 | 737 | Yes
5485232 | Active | Systems | SOFTSOUND SXT+ R410A HP | COMFORTMAKER | CCH636GKA2* |  | EHD4X42A**+WALLCON | *9MA*1202422A** | 35600 | 12.7 | 16.2 | 35400 | 9 | 22800 | 1 | HRCU-A-CB |  |  | 260 | 737 | Yes
5485085 | Active | Systems | SOFTSOUND SXT+ R410A HP | COMFORTMAKER | CCH636GKA2* |  | EHD4X48A** | *8MX*0701716** | 36000 | 12.5 | 16 | 35800 | 9 | 23000 | 1 | HRCU-A-CB |  |  | 266 | 737 | Yes
5485086 | Active | Systems | SOFTSOUND SXT+ R410A HP | COMFORTMAKER | CCH636GKA2* |  | EHD4X48A** | *8MX*0902116** | 36200 | 12.7 | 16.2 | 35600 | 9 | 22800 | 1 | HRCU-A-CB |  |  | 265 | 737 | Yes
5485340 | Active | Systems | SOFTSOUND SXT+ R410A HP | COMFORTMAKER | CCH636GKA2* |  | EHD4X48A** | *9MV*0801716A** | 36000 | 12.5 | 16 | 35600 | 9 | 23000 | 1 | HRCU-A-CB |  |  | 266 | 737 | Yes
5485341 | Active | Systems | SOFTSOUND SXT+ R410A HP | COMFORTMAKER | CCH636GKA2* |  | EHD4X48A** | *9MV*0802120A** | 35800 | 12.7 | 16.5 | 35400 | 9 | 22600 | 1 | HRCU-A-CB |  |  | 257 | 737 | Yes
5485342 | Active | Systems | SOFTSOUND SXT+ R410A HP | COMFORTMAKER | CCH636GKA2* |  | EHD4X48A** | *9MV*1002120A** | 35800 | 12.7 | 16.5 | 35400 | 9 | 22600 | 1 | HRCU-A-CB |  |  | 257 | 737 | Yes
5485343 | Active | Systems | SOFTSOUND SXT+ R410A HP | COMFORTMAKER | CCH636GKA2* |  | EHD4X48A** | *9MV*1202422A** | 36000 | 12.7 | 16.5 | 35400 | 9 | 22600 | 1 | HRCU-A-CB |  |  | 258 | 737 | Yes
5485192 | Active | Systems | SOFTSOUND SXT+ R410A HP | COMFORTMAKER | CCH636GKA2* |  | EHD4X48A** | *9MX*0601714A** | 36000 | 12.5 | 16.2 | 35800 | 9 | 23000 | 1 | HRCU-A-CB |  |  | 263 | 737 | Yes
5485193 | Active | Systems | SOFTSOUND SXT+ R410A HP | COMFORTMAKER | CCH636GKA2* |  | EHD4X48A** | *9MX*0801716A** | 35800 | 12.5 | 15.7 | 35600 | 9 | 23000 | 1 | HRCU-A-CB |  |  | 270 | 737 | Yes
5485383 | Active | Systems | SOFTSOUND SXT+ R410A HP | COMFORTMAKER | CCH636GKA2* |  | EHD4X48A** | MV08**14C* | 36000 | 12.7 | 16.5 | 35400 | 9 | 22600 | 1 | HRCU-A-CB |  |  | 258 | 737 | Yes
5485384 | Active | Systems | SOFTSOUND SXT+ R410A HP | COMFORTMAKER | CCH636GKA2* |  | EHD4X48A** | MV12**17C* | 36200 | 12.7 | 16.7 | 35600 | 9 | 22800 | 1 | HRCU-A-CB |  |  | 257 | 737 | Yes
5485385 | Active | Systems | SOFTSOUND SXT+ R410A HP | COMFORTMAKER | CCH636GKA2* |  | EHD4X48A** | MV16**21C* | 36200 | 13 | 16.7 | 35400 | 9 | 22600 | 1 | HRCU-A-CB |  |  | 257 | 737 | Yes
5485386 | Active | Systems | SOFTSOUND SXT+ R410A HP | COMFORTMAKER | CCH636GKA2* |  | EHD4X48A** | MV20**24C* | 36000 | 13 | 16.7 | 35400 | 9 | 22600 | 1 | HRCU-A-CB |  |  | 255 | 737 | Yes
5485421 | Active | Systems | SOFTSOUND SXT+ R410A HP | COMFORTMAKER | CCH636GKA2* |  | EHD4X48A** | NOMV106D12* | 35600 | 12.5 | 15.7 | 35200 | 8.5 | 22600 | 1 | HRCU-A-CB |  |  | 268 | 781 | Yes
5485422 | Active | Systems | SOFTSOUND SXT+ R410A HP | COMFORTMAKER | CCH636GKA2* |  | EHD4X48A** | NOMV156E19* | 35800 | 12.7 | 15.7 | 35400 | 8.5 | 22600 | 1 | HRCU-A-CB |  |  | 270 | 781 | Yes
5485155 | Active | Systems | SOFTSOUND SXT+ R410A HP | COMFORTMAKER | CCH636GKA2* |  | EHD4X48A** | OLV154F20A | 37000 | 12.7 | 16.5 | 36000 | 9 | 23200 | 1 | HRCU-A-CB |  |  | 266 | 737 | Yes
5485153 | Active | Systems | SOFTSOUND SXT+ R410A HP | COMFORTMAKER | CCH636GKA2* |  | EHD4X48A** | OMV112K14A | 36000 | 12.5 | 16.5 | 35600 | 9 | 22800 | 1 | HRCU-A-CB |  |  | 258 | 737 | Yes
5485392 | Active | Systems | SOFTSOUND SXT+ R410A HP | COMFORTMAKER | CCH636GKA2* |  | EHD4X48A** | OMV154L20A | 36000 | 12.7 | 16.7 | 35400 | 9 | 22600 | 1 | HRCU-A-CB |  |  | 255 | 737 | Yes
5485042 | Active | Systems | SOFTSOUND SXT+ R410A HP | COMFORTMAKER | CCH636GKA2* |  | EHD4X48A**+WALLCON | *8MV*0701412** | 36000 | 12.5 | 16.5 | 35600 | 9 | 22800 | 1 | HRCU-A-CB |  |  | 258 | 737 | Yes
5485043 | Active | Systems | SOFTSOUND SXT+ R410A HP | COMFORTMAKER | CCH636GKA2* |  | EHD4X48A**+WALLCON | *8MV*0901716** | 36200 | 12.7 | 16.7 | 35400 | 9 | 22600 | 1 | HRCU-A-CB |  |  | 257 | 737 | Yes
5485044 | Active | Systems | SOFTSOUND SXT+ R410A HP | COMFORTMAKER | CCH636GKA2* |  | EHD4X48A**+WALLCON | *8MV*1102120** | 36200 | 12.7 | 16.7 | 35400 | 9 | 22600 | 1 | HRCU-A-CB |  |  | 257 | 737 | Yes
5485045 | Active | Systems | SOFTSOUND SXT+ R410A HP | COMFORTMAKER | CCH636GKA2* |  | EHD4X48A**+WALLCON | *8MV*1352422** | 36200 | 13 | 16.7 | 35400 | 9 | 22600 | 1 | HRCU-A-CB |  |  | 257 | 737 | Yes
5485233 | Active | Systems | SOFTSOUND SXT+ R410A HP | COMFORTMAKER | CCH636GKA2* |  | EHD4X48A**+WALLCON | *9MA*0601714A** | 35400 | 12.5 | 16 | 35800 | 9 | 23000 | 1 | HRCU-A-CB |  |  | 262 | 737 | Yes
5485275 | Active | Systems | SOFTSOUND SXT+ R410A HP | COMFORTMAKER | CCH636GKA2* |  | EHD4X48A**+WALLCON | *9MA*0602120A** | 35600 | 12.5 | 16.2 | 35600 | 9 | 23000 | 1 | HRCU-A-CB |  |  | 260 | 737 | Yes
5485234 | Active | Systems | SOFTSOUND SXT+ R410A HP | COMFORTMAKER | CCH636GKA2* |  | EHD4X48A**+WALLCON | *9MA*0801714A** | 35600 | 12.5 | 16.2 | 35800 | 9 | 23000 | 1 | HRCU-A-CB |  |  | 260 | 737 | Yes
5485276 | Active | Systems | SOFTSOUND SXT+ R410A HP | COMFORTMAKER | CCH636GKA2* |  | EHD4X48A**+WALLCON | *9MA*0802120A** | 35800 | 12.7 | 16.5 | 35600 | 9 | 22800 | 1 | HRCU-A-CB |  |  | 257 | 737 | Yes
5485277 | Active | Systems | SOFTSOUND SXT+ R410A HP | COMFORTMAKER | CCH636GKA2* |  | EHD4X48A**+WALLCON | *9MA*1002122A** | 35800 | 12.7 | 16.5 | 35600 | 9 | 22800 | 1 | HRCU-A-CB |  |  | 257 | 737 | Yes
5485235 | Active | Systems | SOFTSOUND SXT+ R410A HP | COMFORTMAKER | CCH636GKA2* |  | EHD4X48A**+WALLCON | *9MA*1202422A** | 35800 | 12.7 | 16.2 | 35600 | 9 | 22800 | 1 | HRCU-A-CB |  |  | 262 | 737 | Yes
5485359 | Active | Systems | SOFTSOUND SXT+ R410A HP | COMFORTMAKER | CCH636GKA2* |  | EN(A,D)4X36*21** | MV12**17C* | 35000 | 12.5 | 16 | 35000 | 9 | 22600 | 1 | HRCU-A-CB |  |  | 259 | 737 | Yes
5485360 | Active | Systems | SOFTSOUND SXT+ R410A HP | COMFORTMAKER | CCH636GKA2* |  | EN(A,D)4X36*21** | MV16**21C* | 35000 | 12.5 | 16.2 | 34800 | 9 | 22600 | 1 | HRCU-A-CB |  |  | 256 | 737 | Yes
5485012 | Active | Systems | SOFTSOUND SXT+ R410A HP | COMFORTMAKER | CCH636GKA2* |  | EN(A,D)4X36*21**+WALLCON | *8MV*0901716** | 35000 | 12.5 | 16 | 35000 | 9 | 22600 | 1 | HRCU-A-CB |  |  | 259 | 737 | Yes
5485013 | Active | Systems | SOFTSOUND SXT+ R410A HP | COMFORTMAKER | CCH636GKA2* |  | EN(A,D)4X36*21**+WALLCON | *8MV*1102120** | 35000 | 12.5 | 16 | 35000 | 9 | 22600 | 1 | HRCU-A-CB |  |  | 259 | 737 | Yes
5485252 | Active | Systems | SOFTSOUND SXT+ R410A HP | COMFORTMAKER | CCH636GKA2* |  | EN(A,D)4X36*21**+WALLCON | *9MA*0802120A** | 34600 | 12.5 | 15.7 | 35000 | 9 | 22600 | 1 | HRCU-A-CB |  |  | 261 | 737 | Yes
5485253 | Active | Systems | SOFTSOUND SXT+ R410A HP | COMFORTMAKER | CCH636GKA2* |  | EN(A,D)4X36*21**+WALLCON | *9MA*1002122A** | 34600 | 12.5 | 15.7 | 35000 | 9 | 22600 | 1 | HRCU-A-CB |  |  | 261 | 737 | Yes
5485068 | Active | Systems | SOFTSOUND SXT+ R410A HP | COMFORTMAKER | CCH636GKA2* |  | EN(A,D)4X48*24** | *8MX*0902116** | 36000 | 12.7 | 16.2 | 35600 | 9 | 22800 | 1 | HRCU-A-CB |  |  | 263 | 737 | Yes
5485316 | Active | Systems | SOFTSOUND SXT+ R410A HP | COMFORTMAKER | CCH636GKA2* |  | EN(A,D)4X48*24** | *9MV*0802120A** | 35800 | 12.7 | 16.5 | 35400 | 9 | 22600 | 1 | HRCU-A-CB |  |  | 257 | 737 | Yes
5485317 | Active | Systems | SOFTSOUND SXT+ R410A HP | COMFORTMAKER | CCH636GKA2* |  | EN(A,D)4X48*24** | *9MV*1002120A** | 35800 | 12.7 | 16.5 | 35400 | 9 | 22600 | 1 | HRCU-A-CB |  |  | 257 | 737 | Yes
5485318 | Active | Systems | SOFTSOUND SXT+ R410A HP | COMFORTMAKER | CCH636GKA2* |  | EN(A,D)4X48*24** | *9MV*1202422A** | 35800 | 12.7 | 16.5 | 35400 | 9 | 22600 | 1 | HRCU-A-CB |  |  | 257 | 737 | Yes
5485367 | Active | Systems | SOFTSOUND SXT+ R410A HP | COMFORTMAKER | CCH636GKA2* |  | EN(A,D)4X48*24** | MV16**21C* | 36000 | 13 | 16.7 | 35400 | 9 | 22600 | 1 | HRCU-A-CB |  |  | 255 | 737 | Yes
5485368 | Active | Systems | SOFTSOUND SXT+ R410A HP | COMFORTMAKER | CCH636GKA2* |  | EN(A,D)4X48*24** | MV20**24C* | 35800 | 13 | 16.7 | 35200 | 9 | 22400 | 1 | HRCU-A-CB |  |  | 254 | 737 | Yes
5485411 | Active | Systems | SOFTSOUND SXT+ R410A HP | COMFORTMAKER | CCH636GKA2* |  | EN(A,D)4X48*24** | NOMV156E19* | 35600 | 12.7 | 15.7 | 35200 | 8.5 | 22600 | 1 | HRCU-A-CB |  |  | 268 | 781 | Yes
5485125 | Active | Systems | SOFTSOUND SXT+ R410A HP | COMFORTMAKER | CCH636GKA2* |  | EN(A,D)4X48*24** | OLV112A16A | 35800 | 12.5 | 16.2 | 35800 | 9 | 23000 | 1 | HRCU-A-CB |  |  | 262 | 737 | Yes
5485389 | Active | Systems | SOFTSOUND SXT+ R410A HP | COMFORTMAKER | CCH636GKA2* |  | EN(A,D)4X48*24** | OMV154L20A | 35800 | 12.7 | 16.7 | 35400 | 9 | 22600 | 1 | HRCU-A-CB |  |  | 254 | 737 | Yes
5485020 | Active | Systems | SOFTSOUND SXT+ R410A HP | COMFORTMAKER | CCH636GKA2* |  | EN(A,D)4X48*24**+WALLCON | *8MV*1102120** | 36000 | 12.7 | 16.7 | 35400 | 9 | 22600 | 1 | HRCU-A-CB |  |  | 255 | 737 | Yes
5485021 | Active | Systems | SOFTSOUND SXT+ R410A HP | COMFORTMAKER | CCH636GKA2* |  | EN(A,D)4X48*24**+WALLCON | *8MV*1352422** | 36000 | 13 | 16.7 | 35200 | 9 | 22600 | 1 | HRCU-A-CB |  |  | 255 | 737 | Yes
5485260 | Active | Systems | SOFTSOUND SXT+ R410A HP | COMFORTMAKER | CCH636GKA2* |  | EN(A,D)4X48*24**+WALLCON | *9MA*0602120A** | 35400 | 12.5 | 16.2 | 35600 | 9 | 22800 | 1 | HRCU-A-CB |  |  | 259 | 737 | Yes
5485261 | Active | Systems | SOFTSOUND SXT+ R410A HP | COMFORTMAKER | CCH636GKA2* |  | EN(A,D)4X48*24**+WALLCON | *9MA*0802120A** | 35600 | 12.7 | 16.2 | 35400 | 9 | 22600 | 1 | HRCU-A-CB |  |  | 260 | 737 | Yes
5485262 | Active | Systems | SOFTSOUND SXT+ R410A HP | COMFORTMAKER | CCH636GKA2* |  | EN(A,D)4X48*24**+WALLCON | *9MA*1002122A** | 35600 | 12.7 | 16.5 | 35400 | 9 | 22600 | 1 | HRCU-A-CB |  |  | 255 | 737 | Yes
5485217 | Active | Systems | SOFTSOUND SXT+ R410A HP | COMFORTMAKER | CCH636GKA2* |  | EN(A,D)4X48*24**+WALLCON | *9MA*1202422A** | 35600 | 12.7 | 16.2 | 35400 | 9 | 22600 | 1 | HRCU-A-CB |  |  | 260 | 737 | Yes
5485011 | Active | Systems | SOFTSOUND SXT+ R410A HP | COMFORTMAKER | CCH636GKA2* |  | EN(A,D,W)4X36*17**+WALLCON | *8MV*0901716** | 35000 | 12.5 | 16 | 35000 | 9 | 22600 | 1 | HRCU-A-CB |  |  | 259 | 737 | Yes
5485065 | Active | Systems | SOFTSOUND SXT+ R410A HP | COMFORTMAKER | CCH636GKA2* |  | EN(A,D,W)4X42*21** | *8MX*0902116** | 35400 | 12.5 | 16 | 35200 | 9 | 22600 | 1 | HRCU-A-CB |  |  | 262 | 737 | Yes
5485310 | Active | Systems | SOFTSOUND SXT+ R410A HP | COMFORTMAKER | CCH636GKA2* |  | EN(A,D,W)4X42*21** | *9MV*0802120A** | 35000 | 12.5 | 16 | 35000 | 9 | 22600 | 1 | HRCU-A-CB |  |  | 259 | 737 | Yes
5485311 | Active | Systems | SOFTSOUND SXT+ R410A HP | COMFORTMAKER | CCH636GKA2* |  | EN(A,D,W)4X42*21** | *9MV*1002120A** | 35000 | 12.5 | 16 | 34800 | 9 | 22400 | 1 | HRCU-A-CB |  |  | 259 | 737 | Yes
5485363 | Active | Systems | SOFTSOUND SXT+ R410A HP | COMFORTMAKER | CCH636GKA2* |  | EN(A,D,W)4X42*21** | MV12**17C* | 35400 | 12.5 | 16.2 | 35200 | 9 | 22600 | 1 | HRCU-A-CB |  |  | 259 | 737 | Yes
5485364 | Active | Systems | SOFTSOUND SXT+ R410A HP | COMFORTMAKER | CCH636GKA2* |  | EN(A,D,W)4X42*21** | MV16**21C* | 35400 | 12.7 | 16.2 | 35000 | 9 | 22600 | 1 | HRCU-A-CB |  |  | 259 | 737 | Yes
5485016 | Active | Systems | SOFTSOUND SXT+ R410A HP | COMFORTMAKER | CCH636GKA2* |  | EN(A,D,W)4X42*21**+WALLCON | *8MV*0901716** | 35400 | 12.5 | 16.2 | 35200 | 9 | 22600 | 1 | HRCU-A-CB |  |  | 259 | 737 | Yes
5485017 | Active | Systems | SOFTSOUND SXT+ R410A HP | COMFORTMAKER | CCH636GKA2* |  | EN(A,D,W)4X42*21**+WALLCON | *8MV*1102120** | 35400 | 12.5 | 16.2 | 35200 | 9 | 22600 | 1 | HRCU-A-CB |  |  | 259 | 737 | Yes
5485254 | Active | Systems | SOFTSOUND SXT+ R410A HP | COMFORTMAKER | CCH636GKA2* |  | EN(A,D,W)4X42*21**+WALLCON | *9MA*0602120A** | 34800 | 12.5 | 15.7 | 35400 | 9 | 22800 | 1 | HRCU-A-CB |  |  | 262 | 737 | Yes
5485255 | Active | Systems | SOFTSOUND SXT+ R410A HP | COMFORTMAKER | CCH636GKA2* |  | EN(A,D,W)4X42*21**+WALLCON | *9MA*0802120A** | 35000 | 12.5 | 16 | 35200 | 9 | 22600 | 1 | HRCU-A-CB |  |  | 259 | 737 | Yes
5485256 | Active | Systems | SOFTSOUND SXT+ R410A HP | COMFORTMAKER | CCH636GKA2* |  | EN(A,D,W)4X42*21**+WALLCON | *9MA*1002122A** | 35000 | 12.5 | 16 | 35200 | 9 | 22600 | 1 | HRCU-A-CB |  |  | 259 | 737 | Yes
5485066 | Active | Systems | SOFTSOUND SXT+ R410A HP | COMFORTMAKER | CCH636GKA2* |  | EN(A,D,W)4X48*21** | *8MX*0701716** | 35800 | 12.5 | 16 | 35800 | 9 | 23000 | 1 | HRCU-A-CB |  |  | 265 | 737 | Yes
5485067 | Active | Systems | SOFTSOUND SXT+ R410A HP | COMFORTMAKER | CCH636GKA2* |  | EN(A,D,W)4X48*21** | *8MX*0902116** | 36000 | 12.7 | 16.2 | 35600 | 9 | 22800 | 1 | HRCU-A-CB |  |  | 263 | 737 | Yes
5485313 | Active | Systems | SOFTSOUND SXT+ R410A HP | COMFORTMAKER | CCH636GKA2* |  | EN(A,D,W)4X48*21** | *9MV*0801716A** | 35800 | 12.5 | 16 | 35600 | 9 | 23000 | 1 | HRCU-A-CB |  |  | 265 | 737 | Yes
5485314 | Active | Systems | SOFTSOUND SXT+ R410A HP | COMFORTMAKER | CCH636GKA2* |  | EN(A,D,W)4X48*21** | *9MV*0802120A** | 35800 | 12.7 | 16.5 | 35400 | 9 | 22600 | 1 | HRCU-A-CB |  |  | 257 | 737 | Yes
5485315 | Active | Systems | SOFTSOUND SXT+ R410A HP | COMFORTMAKER | CCH636GKA2* |  | EN(A,D,W)4X48*21** | *9MV*1002120A** | 35800 | 12.7 | 16.5 | 35400 | 9 | 22600 | 1 | HRCU-A-CB |  |  | 257 | 737 | Yes
5485181 | Active | Systems | SOFTSOUND SXT+ R410A HP | COMFORTMAKER | CCH636GKA2* |  | EN(A,D,W)4X48*21** | *9MX*0801716A** | 35800 | 12.5 | 15.7 | 35600 | 9 | 22800 | 1 | HRCU-A-CB |  |  | 270 | 737 | Yes
5485365 | Active | Systems | SOFTSOUND SXT+ R410A HP | COMFORTMAKER | CCH636GKA2* |  | EN(A,D,W)4X48*21** | MV12**17C* | 36000 | 12.7 | 16.7 | 35400 | 9 | 22600 | 1 | HRCU-A-CB |  |  | 255 | 737 | Yes
5485366 | Active | Systems | SOFTSOUND SXT+ R410A HP | COMFORTMAKER | CCH636GKA2* |  | EN(A,D,W)4X48*21** | MV16**21C* | 36000 | 13 | 16.7 | 35400 | 9 | 22600 | 1 | HRCU-A-CB |  |  | 255 | 737 | Yes
5485409 | Active | Systems | SOFTSOUND SXT+ R410A HP | COMFORTMAKER | CCH636GKA2* |  | EN(A,D,W)4X48*21** | NOMV106D12* | 35400 | 12.5 | 15.7 | 35200 | 8.5 | 22600 | 1 | HRCU-A-CB |  |  | 267 | 781 | Yes
5485410 | Active | Systems | SOFTSOUND SXT+ R410A HP | COMFORTMAKER | CCH636GKA2* |  | EN(A,D,W)4X48*21** | NOMV156E19* | 35600 | 12.7 | 15.7 | 35200 | 8.5 | 22600 | 1 | HRCU-A-CB |  |  | 268 | 781 | Yes
5485124 | Active | Systems | SOFTSOUND SXT+ R410A HP | COMFORTMAKER | CCH636GKA2* |  | EN(A,D,W)4X48*21** | OLV112A16A | 35800 | 12.5 | 16.2 | 35800 | 9 | 23000 | 1 | HRCU-A-CB |  |  | 262 | 737 | Yes
5485123 | Active | Systems | SOFTSOUND SXT+ R410A HP | COMFORTMAKER | CCH636GKA2* |  | EN(A,D,W)4X48*21** | OMV112K14A | 35800 | 12.5 | 16.5 | 35400 | 9 | 22800 | 1 | HRCU-A-CB |  |  | 257 | 737 | Yes
5485018 | Active | Systems | SOFTSOUND SXT+ R410A HP | COMFORTMAKER | CCH636GKA2* |  | EN(A,D,W)4X48*21**+WALLCON | *8MV*0901716** | 36000 | 12.7 | 16.7 | 35400 | 9 | 22600 | 1 | HRCU-A-CB |  |  | 255 | 737 | Yes
5485019 | Active | Systems | SOFTSOUND SXT+ R410A HP | COMFORTMAKER | CCH636GKA2* |  | EN(A,D,W)4X48*21**+WALLCON | *8MV*1102120** | 36000 | 12.7 | 16.7 | 35400 | 9 | 22600 | 1 | HRCU-A-CB |  |  | 255 | 737 | Yes
5485215 | Active | Systems | SOFTSOUND SXT+ R410A HP | COMFORTMAKER | CCH636GKA2* |  | EN(A,D,W)4X48*21**+WALLCON | *9MA*0601714A** | 35200 | 12.5 | 16 | 35800 | 9 | 23000 | 1 | HRCU-A-CB |  |  | 260 | 737 | Yes
5485257 | Active | Systems | SOFTSOUND SXT+ R410A HP | COMFORTMAKER | CCH636GKA2* |  | EN(A,D,W)4X48*21**+WALLCON | *9MA*0602120A** | 35400 | 12.5 | 16.2 | 35600 | 9 | 22800 | 1 | HRCU-A-CB |  |  | 259 | 737 | Yes
5485216 | Active | Systems | SOFTSOUND SXT+ R410A HP | COMFORTMAKER | CCH636GKA2* |  | EN(A,D,W)4X48*21**+WALLCON | *9MA*0801714A** | 35400 | 12.5 | 16.2 | 35600 | 9 | 22800 | 1 | HRCU-A-CB |  |  | 259 | 737 | Yes
5485258 | Active | Systems | SOFTSOUND SXT+ R410A HP | COMFORTMAKER | CCH636GKA2* |  | EN(A,D,W)4X48*21**+WALLCON | *9MA*0802120A** | 35600 | 12.7 | 16.2 | 35400 | 9 | 22600 | 1 | HRCU-A-CB |  |  | 260 | 737 | Yes
5485259 | Active | Systems | SOFTSOUND SXT+ R410A HP | COMFORTMAKER | CCH636GKA2* |  | EN(A,D,W)4X48*21**+WALLCON | *9MA*1002122A** | 35600 | 12.7 | 16.5 | 35400 | 9 | 22600 | 1 | HRCU-A-CB |  |  | 255 | 737 | Yes
5485361 | Active | Systems | SOFTSOUND SXT+ R410A HP | COMFORTMAKER | CCH636GKA2* |  | END4X42*17** | MV08**14C* | 35400 | 12.5 | 16.2 | 35200 | 9 | 22600 | 1 | HRCU-A-CB |  |  | 259 | 737 | Yes
5485362 | Active | Systems | SOFTSOUND SXT+ R410A HP | COMFORTMAKER | CCH636GKA2* |  | END4X42*17** | MV12**17C* | 35800 | 12.7 | 16.5 | 35400 | 9 | 22600 | 1 | HRCU-A-CB |  |  | 257 | 737 | Yes
5485014 | Active | Systems | SOFTSOUND SXT+ R410A HP | COMFORTMAKER | CCH636GKA2* |  | END4X42*17**+WALLCON | *8MV*0701412** | 35600 | 12.5 | 16.2 | 35400 | 9 | 22800 | 1 | HRCU-A-CB |  |  | 260 | 737 | Yes
5485015 | Active | Systems | SOFTSOUND SXT+ R410A HP | COMFORTMAKER | CCH636GKA2* |  | END4X42*17**+WALLCON | *8MV*0901716** | 35600 | 12.7 | 16.5 | 35200 | 9 | 22600 | 1 | HRCU-A-CB |  |  | 255 | 737 | Yes
5485212 | Active | Systems | SOFTSOUND SXT+ R410A HP | COMFORTMAKER | CCH636GKA2* |  | END4X42*17**+WALLCON | *9MA*0801714A** | 35200 | 12.5 | 16 | 35600 | 9 | 23000 | 1 | HRCU-A-CB |  |  | 260 | 737 | Yes
5485369 | Active | Systems | SOFTSOUND SXT+ R410A HP | COMFORTMAKER | CCH636GKA2* |  | ENH4X36*17** | MV08**14C* | 34800 | 12.5 | 16 | 34800 | 9 | 22600 | 1 | HRCU-A-CB |  |  | 258 | 737 | Yes
5485370 | Active | Systems | SOFTSOUND SXT+ R410A HP | COMFORTMAKER | CCH636GKA2* |  | ENH4X36*17** | MV12**17C* | 35000 | 12.5 | 16 | 35000 | 9 | 22600 | 1 | HRCU-A-CB |  |  | 259 | 737 | Yes
5485023 | Active | Systems | SOFTSOUND SXT+ R410A HP | COMFORTMAKER | CCH636GKA2* |  | ENH4X36*17**+WALLCON | *8MV*0901716** | 35000 | 12.5 | 16 | 35000 | 9 | 22600 | 1 | HRCU-A-CB |  |  | 259 | 737 | Yes
5485074 | Active | Systems | SOFTSOUND SXT+ R410A HP | COMFORTMAKER | CCH636GKA2* |  | ENH4X42*21** | *8MX*0902116** | 35400 | 12.5 | 16 | 35200 | 9 | 22600 | 1 | HRCU-A-CB |  |  | 262 | 737 | Yes
5485323 | Active | Systems | SOFTSOUND SXT+ R410A HP | COMFORTMAKER | CCH636GKA2* |  | ENH4X42*21** | *9MV*0802120A** | 35000 | 12.5 | 16 | 35000 | 9 | 22600 | 1 | HRCU-A-CB |  |  | 259 | 737 | Yes
5485324 | Active | Systems | SOFTSOUND SXT+ R410A HP | COMFORTMAKER | CCH636GKA2* |  | ENH4X42*21** | *9MV*1002120A** | 35000 | 12.5 | 16 | 34800 | 9 | 22400 | 1 | HRCU-A-CB |  |  | 259 | 737 | Yes
5485371 | Active | Systems | SOFTSOUND SXT+ R410A HP | COMFORTMAKER | CCH636GKA2* |  | ENH4X42*21** | MV12**17C* | 35400 | 12.5 | 16.2 | 35200 | 9 | 22600 | 1 | HRCU-A-CB |  |  | 259 | 737 | Yes
5485372 | Active | Systems | SOFTSOUND SXT+ R410A HP | COMFORTMAKER | CCH636GKA2* |  | ENH4X42*21** | MV16**21C* | 35400 | 12.7 | 16.2 | 35000 | 9 | 22600 | 1 | HRCU-A-CB |  |  | 259 | 737 | Yes
5485026 | Active | Systems | SOFTSOUND SXT+ R410A HP | COMFORTMAKER | CCH636GKA2* |  | ENH4X42*21**+WALLCON | *8MV*0701412** | 35200 | 12.5 | 16 | 35200 | 9 | 22800 | 1 | HRCU-A-CB |  |  | 260 | 737 | Yes
5485027 | Active | Systems | SOFTSOUND SXT+ R410A HP | COMFORTMAKER | CCH636GKA2* |  | ENH4X42*21**+WALLCON | *8MV*0901716** | 35400 | 12.5 | 16.2 | 35200 | 9 | 22600 | 1 | HRCU-A-CB |  |  | 259 | 737 | Yes
5485028 | Active | Systems | SOFTSOUND SXT+ R410A HP | COMFORTMAKER | CCH636GKA2* |  | ENH4X42*21**+WALLCON | *8MV*1102120** | 35400 | 12.5 | 16.2 | 35200 | 9 | 22600 | 1 | HRCU-A-CB |  |  | 259 | 737 | Yes
5485263 | Active | Systems | SOFTSOUND SXT+ R410A HP | COMFORTMAKER | CCH636GKA2* |  | ENH4X42*21**+WALLCON | *9MA*0602120A** | 34800 | 12.5 | 15.7 | 35400 | 9 | 22800 | 1 | HRCU-A-CB |  |  | 262 | 737 | Yes
5485264 | Active | Systems | SOFTSOUND SXT+ R410A HP | COMFORTMAKER | CCH636GKA2* |  | ENH4X42*21**+WALLCON | *9MA*0802120A** | 35000 | 12.5 | 16 | 35200 | 9 | 22600 | 1 | HRCU-A-CB |  |  | 259 | 737 | Yes
5485265 | Active | Systems | SOFTSOUND SXT+ R410A HP | COMFORTMAKER | CCH636GKA2* |  | ENH4X42*21**+WALLCON | *9MA*1002122A** | 35000 | 12.5 | 16 | 35200 | 9 | 22600 | 1 | HRCU-A-CB |  |  | 259 | 737 | Yes
5485076 | Active | Systems | SOFTSOUND SXT+ R410A HP | COMFORTMAKER | CCH636GKA2* |  | ENH4X48*21** | *8MX*0701716** | 35800 | 12.5 | 16 | 35800 | 9 | 23000 | 1 | HRCU-A-CB |  |  | 265 | 737 | Yes
5485077 | Active | Systems | SOFTSOUND SXT+ R410A HP | COMFORTMAKER | CCH636GKA2* |  | ENH4X48*21** | *8MX*0902116** | 36000 | 12.7 | 16.2 | 35600 | 9 | 22800 | 1 | HRCU-A-CB |  |  | 263 | 737 | Yes
5485326 | Active | Systems | SOFTSOUND SXT+ R410A HP | COMFORTMAKER | CCH636GKA2* |  | ENH4X48*21** | *9MV*0801716A** | 35800 | 12.5 | 16 | 35600 | 9 | 23000 | 1 | HRCU-A-CB |  |  | 265 | 737 | Yes
5485327 | Active | Systems | SOFTSOUND SXT+ R410A HP | COMFORTMAKER | CCH636GKA2* |  | ENH4X48*21** | *9MV*0802120A** | 35800 | 12.7 | 16.5 | 35400 | 9 | 22600 | 1 | HRCU-A-CB |  |  | 257 | 737 | Yes
5485328 | Active | Systems | SOFTSOUND SXT+ R410A HP | COMFORTMAKER | CCH636GKA2* |  | ENH4X48*21** | *9MV*1002120A** | 35800 | 12.7 | 16.5 | 35400 | 9 | 22600 | 1 | HRCU-A-CB |  |  | 257 | 737 | Yes
5485187 | Active | Systems | SOFTSOUND SXT+ R410A HP | COMFORTMAKER | CCH636GKA2* |  | ENH4X48*21** | *9MX*0801716A** | 35800 | 12.5 | 15.7 | 35600 | 9 | 22800 | 1 | HRCU-A-CB |  |  | 270 | 737 | Yes
5485373 | Active | Systems | SOFTSOUND SXT+ R410A HP | COMFORTMAKER | CCH636GKA2* |  | ENH4X48*21** | MV12**17C* | 36000 | 12.7 | 16.7 | 35400 | 9 | 22600 | 1 | HRCU-A-CB |  |  | 255 | 737 | Yes
5485374 | Active | Systems | SOFTSOUND SXT+ R410A HP | COMFORTMAKER | CCH636GKA2* |  | ENH4X48*21** | MV16**21C* | 36000 | 13 | 16.7 | 35400 | 9 | 22600 | 1 | HRCU-A-CB |  |  | 255 | 737 | Yes
5485415 | Active | Systems | SOFTSOUND SXT+ R410A HP | COMFORTMAKER | CCH636GKA2* |  | ENH4X48*21** | NOMV106D12* | 35400 | 12.5 | 15.7 | 35200 | 8.5 | 22600 | 1 | HRCU-A-CB |  |  | 267 | 781 | Yes
5485416 | Active | Systems | SOFTSOUND SXT+ R410A HP | COMFORTMAKER | CCH636GKA2* |  | ENH4X48*21** | NOMV156E19* | 35600 | 12.7 | 15.7 | 35200 | 8.5 | 22600 | 1 | HRCU-A-CB |  |  | 268 | 781 | Yes
5485139 | Active | Systems | SOFTSOUND SXT+ R410A HP | COMFORTMAKER | CCH636GKA2* |  | ENH4X48*21** | OLV112A16A | 35800 | 12.5 | 16.2 | 35800 | 9 | 23000 | 1 | HRCU-A-CB |  |  | 262 | 737 | Yes
5485138 | Active | Systems | SOFTSOUND SXT+ R410A HP | COMFORTMAKER | CCH636GKA2* |  | ENH4X48*21** | OMV112K14A | 35800 | 12.5 | 16.5 | 35400 | 9 | 22800 | 1 | HRCU-A-CB |  |  | 257 | 737 | Yes
5485030 | Active | Systems | SOFTSOUND SXT+ R410A HP | COMFORTMAKER | CCH636GKA2* |  | ENH4X48*21**+WALLCON | *8MV*0701412** | 35800 | 12.5 | 16.2 | 35600 | 9 | 22800 | 1 | HRCU-A-CB |  |  | 262 | 737 | Yes
5485031 | Active | Systems | SOFTSOUND SXT+ R410A HP | COMFORTMAKER | CCH636GKA2* |  | ENH4X48*21**+WALLCON | *8MV*0901716** | 36000 | 12.7 | 16.7 | 35400 | 9 | 22600 | 1 | HRCU-A-CB |  |  | 255 | 737 | Yes
5485032 | Active | Systems | SOFTSOUND SXT+ R410A HP | COMFORTMAKER | CCH636GKA2* |  | ENH4X48*21**+WALLCON | *8MV*1102120** | 36000 | 12.7 | 16.7 | 35400 | 9 | 22600 | 1 | HRCU-A-CB |  |  | 255 | 737 | Yes
5485224 | Active | Systems | SOFTSOUND SXT+ R410A HP | COMFORTMAKER | CCH636GKA2* |  | ENH4X48*21**+WALLCON | *9MA*0601714A** | 35200 | 12.5 | 16 | 35800 | 9 | 23000 | 1 | HRCU-A-CB |  |  | 260 | 737 | Yes
5485266 | Active | Systems | SOFTSOUND SXT+ R410A HP | COMFORTMAKER | CCH636GKA2* |  | ENH4X48*21**+WALLCON | *9MA*0602120A** | 35400 | 12.5 | 16.2 | 35600 | 9 | 22800 | 1 | HRCU-A-CB |  |  | 259 | 737 | Yes
5485225 | Active | Systems | SOFTSOUND SXT+ R410A HP | COMFORTMAKER | CCH636GKA2* |  | ENH4X48*21**+WALLCON | *9MA*0801714A** | 35400 | 12.5 | 16.2 | 35600 | 9 | 22800 | 1 | HRCU-A-CB |  |  | 259 | 737 | Yes
5485267 | Active | Systems | SOFTSOUND SXT+ R410A HP | COMFORTMAKER | CCH636GKA2* |  | ENH4X48*21**+WALLCON | *9MA*0802120A** | 35600 | 12.7 | 16.2 | 35400 | 9 | 22600 | 1 | HRCU-A-CB |  |  | 260 | 737 | Yes
5485268 | Active | Systems | SOFTSOUND SXT+ R410A HP | COMFORTMAKER | CCH636GKA2* |  | ENH4X48*21**+WALLCON | *9MA*1002122A** | 35600 | 12.7 | 16.5 | 35400 | 9 | 22600 | 1 | HRCU-A-CB |  |  | 255 | 737 | Yes
5485156 | Active | Systems | SOFTSOUND SXT+ R410A HP | COMFORTMAKER | CCH636GKA2* |  | FCM4X24****+WALLCON |  | 35000 | 12.5 | 16 | 35200 | 9 | 22600 | 1 | HRCU-A-CB |  |  | 259 | 737 | Yes
5485157 | Active | Systems | SOFTSOUND SXT+ R410A HP | COMFORTMAKER | CCH636GKA2* |  | FCM4X36****+WALLCON |  | 35200 | 12.7 | 16.2 | 34800 | 9 | 22400 | 1 | HRCU-A-CB |  |  | 257 | 737 | Yes
5485158 | Active | Systems | SOFTSOUND SXT+ R410A HP | COMFORTMAKER | CCH636GKA2* |  | FCM4X48****+WALLCON |  | 36400 | 13 | 17 | 35400 | 9 | 22600 | 1 | HRCU-A-CB |  |  | 254 | 737 | Yes
5485159 | Active | Systems | SOFTSOUND SXT+ R410A HP | COMFORTMAKER | CCH636GKA2* |  | FCM4X60****+WALLCON |  | 36800 | 13.2 | 17 | 35600 | 9 | 22600 | 1 | HRCU-A-CB |  |  | 256 | 737 | Yes
5485161 | Active | Systems | SOFTSOUND SXT+ R410A HP | COMFORTMAKER | CCH636GKA2* |  | FVM4X36**** |  | 35200 | 12.7 | 16.2 | 34800 | 9 | 22400 | 1 | HRCU-A-CB |  |  | 257 | 737 | Yes
5485162 | Active | Systems | SOFTSOUND SXT+ R410A HP | COMFORTMAKER | CCH636GKA2* |  | FVM4X48**** |  | 36400 | 13 | 16.7 | 35400 | 9 | 22600 | 1 | HRCU-A-CB |  |  | 258 | 737 | Yes
5484974 | Active | Systems | SOFTSOUND SXT+ R410A HP | COMFORTMAKER | CCH636GKA2* |  | FVM4X60**** |  | 36400 | 13.3 | 17 | 35400 | 9.5 | 22600 | 1 | HRCU-A-CB | Yes |  | 254 | 699 | Yes
5249874 | Discontinued | Systems | SOFTSOUND SXT+ R410A HP | COMFORTMAKER | CCH648GKA* |  | EA*4X60*21A* | *9MV*1002120A** | 46000 | 12.5 | 15.2 | 46000 | 8.5 | 30400 | 1 | HRCU-A-CB |  |  | 358 | 1115 | Yes
5249876 | Discontinued | Systems | SOFTSOUND SXT+ R410A HP | COMFORTMAKER | CCH648GKA* |  | EA*4X60*24A* | *9MV*1002120A** | 46000 | 12.5 | 15.2 | 46000 | 9 | 30600 | 1 | HRCU-A-CB |  |  | 358 | 1053 | Yes
5249799 | Discontinued | Systems | SOFTSOUND SXT+ R410A HP | COMFORTMAKER | CCH648GKA* |  | EA*4X60*24A*+WALLCON | *8MV*1352422** | 46500 | 12.5 | 15.7 | 47000 | 9 | 29400 | 1 | HRCU-A-CB |  |  | 351 | 1053 | Yes
5249803 | Discontinued | Systems | SOFTSOUND SXT+ R410A HP | COMFORTMAKER | CCH648GKA* |  | ED*4X60L**+WALLCON | *8MV*1352422** | 46500 | 12.5 | 15.7 | 47000 | 9 | 29400 | 1 | HRCU-A-CB |  |  | 351 | 1053 | Yes
5249767 | Discontinued | Systems | SOFTSOUND SXT+ R410A HP | COMFORTMAKER | CCH648GKA* |  | EHD4X60A** | *8MX*1102120** | 47000 | 12.5 | 15.5 | 47000 | 9 | 29400 | 1 | HRCU-A-CB |  |  | 359 | 1053 | Yes
5249889 | Discontinued | Systems | SOFTSOUND SXT+ R410A HP | COMFORTMAKER | CCH648GKA* |  | EHD4X60A** | *9MV*0802120A** | 46500 | 12.5 | 15.2 | 46500 | 9 | 30600 | 1 | HRCU-A-CB |  |  | 362 | 1053 | Yes
5249890 | Discontinued | Systems | SOFTSOUND SXT+ R410A HP | COMFORTMAKER | CCH648GKA* |  | EHD4X60A** | *9MV*1002120A** | 46500 | 12.5 | 15.5 | 46500 | 9 | 30600 | 1 | HRCU-A-CB |  |  | 355 | 1053 | Yes
5249821 | Discontinued | Systems | SOFTSOUND SXT+ R410A HP | COMFORTMAKER | CCH648GKA* |  | EHD4X60A**+WALLCON | *8MV*1102120** | 46500 | 12.5 | 15.7 | 47000 | 9 | 29600 | 1 | HRCU-A-CB |  |  | 351 | 1053 | Yes
5249822 | Discontinued | Systems | SOFTSOUND SXT+ R410A HP | COMFORTMAKER | CCH648GKA* |  | EHD4X60A**+WALLCON | *8MV*1352422** | 46500 | 12.5 | 15.7 | 47000 | 9 | 29400 | 1 | HRCU-A-CB |  |  | 351 | 1053 | Yes
5249743 | Discontinued | Systems | SOFTSOUND SXT+ R410A HP | COMFORTMAKER | CCH648GKA* |  | EN(A,D,W)4X60*24** | *8MX*1102120** | 46500 | 12.5 | 15.7 | 47000 | 9 | 29000 | 1 | HRCU-A-CB |  |  | 351 | 1053 | Yes
5249882 | Discontinued | Systems | SOFTSOUND SXT+ R410A HP | COMFORTMAKER | CCH648GKA* |  | EN(A,D,W)4X60*24** | *9MV*1002120A** | 46000 | 12.5 | 15.2 | 46000 | 9 | 30400 | 1 | HRCU-A-CB |  |  | 358 | 1053 | Yes
5249809 | Discontinued | Systems | SOFTSOUND SXT+ R410A HP | COMFORTMAKER | CCH648GKA* |  | EN(A,D,W)4X60*24**+WALLCON | *8MV*1352422** | 46000 | 12.5 | 16 | 47000 | 9 | 29400 | 1 | HRCU-A-CB |  |  | 340 | 1053 | Yes
5249759 | Discontinued | Systems | SOFTSOUND SXT+ R410A HP | COMFORTMAKER | CCH648GKA* |  | ENH4X60*24** | *8MX*1102120** | 46500 | 12.5 | 15.2 | 47000 | 9 | 29000 | 1 | HRCU-A-CB |  |  | 362 | 1053 | Yes
5249886 | Discontinued | Systems | SOFTSOUND SXT+ R410A HP | COMFORTMAKER | CCH648GKA* |  | ENH4X60*24** | *9MV*1002120A** | 46000 | 12.5 | 15.2 | 46000 | 9 | 30400 | 1 | HRCU-A-CB |  |  | 358 | 1053 | Yes
5249815 | Discontinued | Systems | SOFTSOUND SXT+ R410A HP | COMFORTMAKER | CCH648GKA* |  | ENH4X60*24**+WALLCON | *8MV*1352422** | 46000 | 12.5 | 16 | 47000 | 9 | 29400 | 1 | HRCU-A-CB |  |  | 340 | 1053 | Yes
5249823 | Discontinued | Systems | SOFTSOUND SXT+ R410A HP | COMFORTMAKER | CCH648GKA* |  | FCM4X48****+WALLCON |  | 46000 | 12.5 | 16 | 46500 | 9 | 29400 | 1 | HRCU-A-CB |  |  | 340 | 1053 | Yes
5249824 | Discontinued | Systems | SOFTSOUND SXT+ R410A HP | COMFORTMAKER | CCH648GKA* |  | FCM4X60****+WALLCON |  | 46500 | 12.7 | 16.2 | 47000 | 9 | 29400 | 1 | HRCU-A-CB |  |  | 340 | 1053 | Yes
5249728 | Discontinued | Systems | SOFTSOUND SXT+ R410A HP | COMFORTMAKER | CCH648GKA* |  | FVM4X48**** |  | 46500 | 12.5 | 16 | 46500 | 9 | 29400 | 1 | HRCU-A-CB | Yes |  | 344 | 1053 | Yes
5249756 | Discontinued | Systems | SOFTSOUND SXT+ R410A HP | COMFORTMAKER | CCH648GKA* |  | FVM4X60**** |  | 47500 | 12.7 | 16.2 | 47000 | 9 | 29200 | 1 | HRCU-A-CB |  |  | 347 | 1053 | Yes
5487910 | Active | Systems | SOFTSOUND SXT+ R410A HP | COMFORTMAKER | CCH648GKA2* |  | EA*4X60*21A* | MV16**21C* | 46500 | 12.5 | 16 | 47000 | 8.5 | 29400 | 1 | HRCU-A-CB |  |  | 344 | 1115 | Yes
5487911 | Active | Systems | SOFTSOUND SXT+ R410A HP | COMFORTMAKER | CCH648GKA2* |  | EA*4X60*24A* | MV16**21C* | 46500 | 12.5 | 15.7 | 47000 | 8.5 | 29400 | 1 | HRCU-A-CB |  |  | 351 | 1115 | Yes
5487912 | Active | Systems | SOFTSOUND SXT+ R410A HP | COMFORTMAKER | CCH648GKA2* |  | EA*4X60*24A* | MV20**24C* | 46000 | 12.5 | 16 | 46500 | 8.5 | 29200 | 1 | HRCU-A-CB |  |  | 340 | 1115 | Yes
5487771 | Active | Systems | SOFTSOUND SXT+ R410A HP | COMFORTMAKER | CCH648GKA2* |  | EA*4X60*24A*+WALLCON | *8MV*1352422** | 46500 | 12.5 | 16 | 47000 | 8.5 | 29400 | 1 | HRCU-A-CB |  |  | 344 | 1115 | Yes
5487786 | Active | Systems | SOFTSOUND SXT+ R410A HP | COMFORTMAKER | CCH648GKA2* |  | EHD4X48A**+WALLCON | *8MV*1352422** | 46000 | 12.5 | 15.7 | 47000 | 9 | 29400 | 1 | HRCU-A-CB |  |  | 347 | 1053 | Yes
5487742 | Active | Systems | SOFTSOUND SXT+ R410A HP | COMFORTMAKER | CCH648GKA2* |  | EHD4X60A** | *8MX*1102120** | 47000 | 12.5 | 15.5 | 47000 | 9 | 29400 | 1 | HRCU-A-CB |  |  | 359 | 1053 | Yes
5487743 | Active | Systems | SOFTSOUND SXT+ R410A HP | COMFORTMAKER | CCH648GKA2* |  | EHD4X60A** | *8MX*1352420** | 47000 | 12.5 | 15.7 | 47000 | 9 | 29600 | 1 | HRCU-A-CB |  |  | 354 | 1053 | Yes
5487904 | Active | Systems | SOFTSOUND SXT+ R410A HP | COMFORTMAKER | CCH648GKA2* |  | EHD4X60A** | *9MV*0802120A** | 46000 | 12.5 | 15.7 | 46500 | 8.5 | 29200 | 1 | HRCU-A-CB |  |  | 347 | 1115 | Yes
5487905 | Active | Systems | SOFTSOUND SXT+ R410A HP | COMFORTMAKER | CCH648GKA2* |  | EHD4X60A** | *9MV*1002120A** | 46000 | 12.5 | 15.7 | 46500 | 8.5 | 29200 | 1 | HRCU-A-CB |  |  | 347 | 1115 | Yes
5487906 | Active | Systems | SOFTSOUND SXT+ R410A HP | COMFORTMAKER | CCH648GKA2* |  | EHD4X60A** | *9MV*1202422A** | 46500 | 12.5 | 15.7 | 46500 | 8.5 | 29200 | 1 | HRCU-A-CB |  |  | 351 | 1115 | Yes
5487923 | Active | Systems | SOFTSOUND SXT+ R410A HP | COMFORTMAKER | CCH648GKA2* |  | EHD4X60A** | MV16**21C* | 46500 | 12.5 | 16 | 47000 | 8.8 | 29400 | 1 | HRCU-A-CB |  |  | 344 | 1077 | Yes
5487924 | Active | Systems | SOFTSOUND SXT+ R410A HP | COMFORTMAKER | CCH648GKA2* |  | EHD4X60A** | MV20**24C* | 46500 | 12.5 | 16.2 | 46500 | 8.8 | 29200 | 1 | HRCU-A-CB |  |  | 340 | 1077 | Yes
5487787 | Active | Systems | SOFTSOUND SXT+ R410A HP | COMFORTMAKER | CCH648GKA2* |  | EHD4X60A**+WALLCON | *8MV*0901716** | 46500 | 12.5 | 16 | 47000 | 9 | 29600 | 1 | HRCU-A-CB |  |  | 344 | 1053 | Yes
5487788 | Active | Systems | SOFTSOUND SXT+ R410A HP | COMFORTMAKER | CCH648GKA2* |  | EHD4X60A**+WALLCON | *8MV*1102120** | 46500 | 12.5 | 16 | 47000 | 9 | 29600 | 1 | HRCU-A-CB |  |  | 344 | 1053 | Yes
5487789 | Active | Systems | SOFTSOUND SXT+ R410A HP | COMFORTMAKER | CCH648GKA2* |  | EHD4X60A**+WALLCON | *8MV*1352422** | 46500 | 12.5 | 16.2 | 47000 | 9 | 29400 | 1 | HRCU-A-CB |  |  | 340 | 1053 | Yes
5487775 | Active | Systems | SOFTSOUND SXT+ R410A HP | COMFORTMAKER | CCH648GKA2* |  | EN(A,D)4X48*24**+WALLCON | *8MV*1352422** | 45500 | 12.5 | 15.7 | 46500 | 8.5 | 29200 | 1 | HRCU-A-CB |  |  | 343 | 1115 | Yes
5487718 | Active | Systems | SOFTSOUND SXT+ R410A HP | COMFORTMAKER | CCH648GKA2* |  | EN(A,D,W)4X60*24** | *8MX*1102120** | 46500 | 12.5 | 16 | 47000 | 9 | 29400 | 1 | HRCU-A-CB |  |  | 344 | 1053 | Yes
5487890 | Active | Systems | SOFTSOUND SXT+ R410A HP | COMFORTMAKER | CCH648GKA2* |  | EN(A,D,W)4X60*24** | *9MV*0802120A** | 46000 | 12.5 | 15.5 | 46500 | 8.5 | 29200 | 1 | HRCU-A-CB |  |  | 351 | 1115 | Yes
5487891 | Active | Systems | SOFTSOUND SXT+ R410A HP | COMFORTMAKER | CCH648GKA2* |  | EN(A,D,W)4X60*24** | *9MV*1002120A** | 46000 | 12.5 | 15.7 | 46000 | 8.5 | 29200 | 1 | HRCU-A-CB |  |  | 347 | 1115 | Yes
5487892 | Active | Systems | SOFTSOUND SXT+ R410A HP | COMFORTMAKER | CCH648GKA2* |  | EN(A,D,W)4X60*24** | *9MV*1202422A** | 46000 | 12.5 | 15.7 | 46500 | 8.5 | 29200 | 1 | HRCU-A-CB |  |  | 347 | 1115 | Yes
5487916 | Active | Systems | SOFTSOUND SXT+ R410A HP | COMFORTMAKER | CCH648GKA2* |  | EN(A,D,W)4X60*24** | MV16**21C* | 46500 | 12.5 | 16 | 47000 | 9 | 29400 | 1 | HRCU-A-CB |  |  | 344 | 1053 | Yes
5487917 | Active | Systems | SOFTSOUND SXT+ R410A HP | COMFORTMAKER | CCH648GKA2* |  | EN(A,D,W)4X60*24** | MV20**24C* | 46000 | 12.5 | 16 | 46500 | 8.5 | 29200 | 1 | HRCU-A-CB |  |  | 340 | 1115 | Yes
5487776 | Active | Systems | SOFTSOUND SXT+ R410A HP | COMFORTMAKER | CCH648GKA2* |  | EN(A,D,W)4X60*24**+WALLCON | *8MV*1102120** | 46500 | 12.5 | 16 | 47000 | 9 | 29400 | 1 | HRCU-A-CB |  |  | 344 | 1053 | Yes
5487777 | Active | Systems | SOFTSOUND SXT+ R410A HP | COMFORTMAKER | CCH648GKA2* |  | EN(A,D,W)4X60*24**+WALLCON | *8MV*1352422** | 46500 | 12.5 | 16 | 47000 | 9 | 29400 | 1 | HRCU-A-CB |  |  | 344 | 1053 | Yes
5487848 | Active | Systems | SOFTSOUND SXT+ R410A HP | COMFORTMAKER | CCH648GKA2* |  | EN(A,D,W)4X60*24**+WALLCON | *9MA*1002122A** | 46000 | 12.5 | 15.7 | 47000 | 9 | 29400 | 1 | HRCU-A-CB |  |  | 347 | 1053 | Yes
5487734 | Active | Systems | SOFTSOUND SXT+ R410A HP | COMFORTMAKER | CCH648GKA2* |  | ENH4X60*24** | *8MX*1102120** | 46500 | 12.5 | 15.5 | 47000 | 9 | 29400 | 1 | HRCU-A-CB |  |  | 355 | 1053 | Yes
5487896 | Active | Systems | SOFTSOUND SXT+ R410A HP | COMFORTMAKER | CCH648GKA2* |  | ENH4X60*24** | *9MV*0802120A** | 46000 | 12.5 | 15.5 | 46500 | 8.5 | 29200 | 1 | HRCU-A-CB |  |  | 351 | 1115 | Yes
5487897 | Active | Systems | SOFTSOUND SXT+ R410A HP | COMFORTMAKER | CCH648GKA2* |  | ENH4X60*24** | *9MV*1002120A** | 46000 | 12.5 | 15.7 | 46000 | 8.5 | 29200 | 1 | HRCU-A-CB |  |  | 347 | 1115 | Yes
5487898 | Active | Systems | SOFTSOUND SXT+ R410A HP | COMFORTMAKER | CCH648GKA2* |  | ENH4X60*24** | *9MV*1202422A** | 46000 | 12.5 | 15.7 | 46500 | 8.5 | 29200 | 1 | HRCU-A-CB |  |  | 347 | 1115 | Yes
5487919 | Active | Systems | SOFTSOUND SXT+ R410A HP | COMFORTMAKER | CCH648GKA2* |  | ENH4X60*24** | MV16**21C* | 46500 | 12.5 | 16 | 47000 | 9 | 29400 | 1 | HRCU-A-CB |  |  | 344 | 1053 | Yes
5487920 | Active | Systems | SOFTSOUND SXT+ R410A HP | COMFORTMAKER | CCH648GKA2* |  | ENH4X60*24** | MV20**24C* | 46000 | 12.5 | 16 | 46500 | 8.5 | 29200 | 1 | HRCU-A-CB |  |  | 340 | 1115 | Yes
5487781 | Active | Systems | SOFTSOUND SXT+ R410A HP | COMFORTMAKER | CCH648GKA2* |  | ENH4X60*24**+WALLCON | *8MV*0901716** | 46000 | 12.5 | 15.7 | 47000 | 9 | 29600 | 1 | HRCU-A-CB |  |  | 347 | 1053 | Yes
5487782 | Active | Systems | SOFTSOUND SXT+ R410A HP | COMFORTMAKER | CCH648GKA2* |  | ENH4X60*24**+WALLCON | *8MV*1102120** | 46500 | 12.5 | 16 | 47000 | 9 | 29400 | 1 | HRCU-A-CB |  |  | 344 | 1053 | Yes
5487783 | Active | Systems | SOFTSOUND SXT+ R410A HP | COMFORTMAKER | CCH648GKA2* |  | ENH4X60*24**+WALLCON | *8MV*1352422** | 46500 | 12.5 | 16 | 47000 | 9 | 29400 | 1 | HRCU-A-CB |  |  | 344 | 1053 | Yes
5487790 | Active | Systems | SOFTSOUND SXT+ R410A HP | COMFORTMAKER | CCH648GKA2* |  | FCM4X48****+WALLCON |  | 46000 | 12.5 | 16 | 46500 | 9 | 29400 | 1 | HRCU-A-CB |  |  | 340 | 1053 | Yes
5487791 | Active | Systems | SOFTSOUND SXT+ R410A HP | COMFORTMAKER | CCH648GKA2* |  | FCM4X60****+WALLCON |  | 47000 | 12.7 | 16.2 | 47000 | 9 | 29200 | 1 | HRCU-A-CB |  |  | 344 | 1053 | Yes
5487704 | Active | Systems | SOFTSOUND SXT+ R410A HP | COMFORTMAKER | CCH648GKA2* |  | FVM4X48**** |  | 47000 | 12.5 | 16 | 46500 | 9 | 29200 | 1 | HRCU-A-CB | Yes |  | 348 | 1053 | Yes
5487731 | Active | Systems | SOFTSOUND SXT+ R410A HP | COMFORTMAKER | CCH648GKA2* |  | FVM4X60**** |  | 47500 | 12.7 | 16.5 | 47000 | 9 | 29200 | 1 | HRCU-A-CB |  |  | 341 | 1053 | Yes
5251142 | Discontinued | Systems | SOFTSOUND SXT+ R410A HP | COMFORTMAKER | CCH660GKA |  | EHD4X60A**+WALLCON | *8MV*1352422** | 55000 | 12.5 | 15.5 | 57500 | 9 | 36800 | 1 | HRCU-A-CB |  |  | 420 | 1264 | Yes
5251143 | Discontinued | Systems | SOFTSOUND SXT+ R410A HP | COMFORTMAKER | CCH660GKA |  | FCM4X60****+WALLCON |  | 55500 | 12.5 | 15.7 | 57500 | 9 | 36600 | 1 | HRCU-A-CB |  |  | 419 | 1264 | Yes
5251115 | Discontinued | Systems | SOFTSOUND SXT+ R410A HP | COMFORTMAKER | CCH660GKA |  | FVM4X60**** |  | 56500 | 12.5 | 15.7 | 57000 | 9 | 36600 | 1 | HRCU-A-CB | Yes |  | 426 | 1264 | Yes
5489113 | Active | Systems | SOFTSOUND SXT+ R410A HP | COMFORTMAKER | CCH660GKA2* |  | EHD4X60A**+WALLCON | *8MV*1352422** | 55000 | 12.5 | 15.7 | 57500 | 9 | 36400 | 1 | HRCU-A-CB |  |  | 415 | 1264 | Yes
5489109 | Active | Systems | SOFTSOUND SXT+ R410A HP | COMFORTMAKER | CCH660GKA2* |  | EN(A,D,W)4X60*24**+WALLCON | *8MV*1352422** | 55000 | 12.5 | 15.5 | 57000 | 8.5 | 36400 | 1 | HRCU-A-CB |  |  | 420 | 1339 | Yes
5489111 | Active | Systems | SOFTSOUND SXT+ R410A HP | COMFORTMAKER | CCH660GKA2* |  | ENH4X60*24**+WALLCON | *8MV*1352422** | 55000 | 12.5 | 15.5 | 57000 | 8.5 | 36400 | 1 | HRCU-A-CB |  |  | 420 | 1339 | Yes
5489114 | Active | Systems | SOFTSOUND SXT+ R410A HP | COMFORTMAKER | CCH660GKA2* |  | FCM4X60****+WALLCON |  | 55500 | 12.7 | 16 | 57500 | 9 | 36000 | 1 | HRCU-A-CB |  |  | 411 | 1264 | Yes
5489089 | Active | Systems | SOFTSOUND SXT+ R410A HP | COMFORTMAKER | CCH660GKA2* |  | FVM4X60**** |  | 56500 | 12.5 | 16 | 57000 | 9 | 36000 | 1 | HRCU-A-CB | Yes |  | 418 | 1264 | Yes
5252372 | Discontinued | Systems | SOFTSOUND SXT+ R410A HP | COMFORTMAKER | CCH924GKA* |  | EA*4X24*14A* | *8MX*0451408** | 23800 | 12.7 | 16.7 | 25200 | 9 | 15100 | 1 | HRCU-A-CB |  |  | 169 | 527 | Yes
5427647 | Discontinued | Systems | SOFTSOUND SXT+ R410A HP | COMFORTMAKER | CCH924GKA* |  | EA*4X24*14A* | MV08**14C* | 23800 | 13 | 17 | 24400 | 9 | 14900 | 1 | HRCU-A-CB |  |  | 166 | 527 | Yes
5252230 | Discontinued | Systems | SOFTSOUND SXT+ R410A HP | COMFORTMAKER | CCH924GKA* |  | EA*4X24*14A*+WALLCON | *8MV*0701412** | 24400 | 13 | 17 | 25400 | 9.5 | 15200 | 1 | HRCU-A-CB |  |  | 170 | 499 | Yes
5252373 | Discontinued | Systems | SOFTSOUND SXT+ R410A HP | COMFORTMAKER | CCH924GKA* |  | EA*4X24*17A* | *8MX*0451408** | 24000 | 12.7 | 16.7 | 25200 | 9 | 15100 | 1 | HRCU-A-CB |  |  | 170 | 527 | Yes
5252451 | Discontinued | Systems | SOFTSOUND SXT+ R410A HP | COMFORTMAKER | CCH924GKA* |  | EA*4X24*17A* | *9MV*0601714A** | 24200 | 12.7 | 16.7 | 25400 | 9 | 15300 | 1 | HRCU-A-CB |  |  | 172 | 527 | Yes
5252452 | Discontinued | Systems | SOFTSOUND SXT+ R410A HP | COMFORTMAKER | CCH924GKA* |  | EA*4X24*17A* | *9MV*0801716A** | 24400 | 13 | 17 | 25400 | 9 | 15200 | 1 | HRCU-A-CB |  |  | 170 | 527 | Yes
5252343 | Discontinued | Systems | SOFTSOUND SXT+ R410A HP | COMFORTMAKER | CCH924GKA* |  | EA*4X24*17A* | *9MX*0601714A** | 24800 | 12.7 | 16.7 | 26000 | 9 | 15600 | 1 | HRCU-A-CB |  |  | 176 | 527 | Yes
5427648 | Discontinued | Systems | SOFTSOUND SXT+ R410A HP | COMFORTMAKER | CCH924GKA* |  | EA*4X24*17A* | MV08**14C* | 23800 | 13 | 17 | 24400 | 9 | 14800 | 1 | HRCU-A-CB |  |  | 166 | 527 | Yes
5427649 | Discontinued | Systems | SOFTSOUND SXT+ R410A HP | COMFORTMAKER | CCH924GKA* |  | EA*4X24*17A* | MV12**17C* | 24000 | 13.2 | 17.2 | 25000 | 9 | 14900 | 1 | HRCU-A-CB |  |  | 165 | 527 | Yes
5252389 | Discontinued | Systems | SOFTSOUND SXT+ R410A HP | COMFORTMAKER | CCH924GKA* |  | EA*4X24*17A* | NOMV106D12* | 24400 | 12.7 | 16.7 | 25600 | 9 | 15300 | 1 | HRCU-A-CB |  |  | 173 | 527 | Yes
5690278 | Active | Systems | SOFTSOUND SXT+ R410A HP | COMFORTMAKER | CCH924GKA* |  | EA*4X24*17A* | OLV098A12* | 24000 | 12.7 | 16.2 | 25200 | 8.5 | 15100 | 1 | HRCU-A-CB |  |  | 175 | 558 | Yes
5690173 | Active | Systems | SOFTSOUND SXT+ R410A HP | COMFORTMAKER | CCH924GKA* |  | EA*4X24*17A* | OMV098J12* | 24000 | 12.7 | 16.7 | 25200 | 9 | 15100 | 1 | HRCU-A-CB |  |  | 170 | 527 | Yes
5252405 | Discontinued | Systems | SOFTSOUND SXT+ R410A HP | COMFORTMAKER | CCH924GKA* |  | EA*4X24*17A* | OMV112K14A | 23800 | 13 | 17 | 25000 | 9 | 14900 | 1 | HRCU-A-CB |  |  | 166 | 527 | Yes
5252233 | Discontinued | Systems | SOFTSOUND SXT+ R410A HP | COMFORTMAKER | CCH924GKA* |  | EA*4X24*17A*+WALLCON | *8MV*0701412** | 24400 | 13.2 | 17.2 | 25400 | 9.5 | 15200 | 1 | HRCU-A-CB |  |  | 168 | 499 | Yes
5252234 | Discontinued | Systems | SOFTSOUND SXT+ R410A HP | COMFORTMAKER | CCH924GKA* |  | EA*4X24*17A*+WALLCON | *8MV*0901716** | 24600 | 13.2 | 17.5 | 25400 | 9.5 | 15100 | 1 | HRCU-A-CB |  |  | 166 | 499 | Yes
5252231 | Discontinued | Systems | SOFTSOUND SXT+ R410A HP | COMFORTMAKER | CCH924GKA* |  | EA*4X24*17A*+WALLCON | *9MA*0601714A** | 24400 | 12.7 | 16.5 | 25600 | 9 | 15300 | 1 | HRCU-A-CB |  |  | 175 | 527 | Yes
5252232 | Discontinued | Systems | SOFTSOUND SXT+ R410A HP | COMFORTMAKER | CCH924GKA* |  | EA*4X24*17A*+WALLCON | *9MA*0801714A** | 24400 | 13 | 16.7 | 25600 | 9.5 | 15300 | 1 | HRCU-A-CB |  |  | 173 | 499 | Yes
5252374 | Discontinued | Systems | SOFTSOUND SXT+ R410A HP | COMFORTMAKER | CCH924GKA* |  | EA*4X30*14A* | *8MX*0451408** | 24000 | 12.7 | 16.7 | 25200 | 9 | 15100 | 1 | HRCU-A-CB |  |  | 170 | 527 | Yes
5427650 | Discontinued | Systems | SOFTSOUND SXT+ R410A HP | COMFORTMAKER | CCH924GKA* |  | EA*4X30*14A* | MV08**14C* | 23800 | 13 | 17 | 24400 | 9 | 14900 | 1 | HRCU-A-CB |  |  | 166 | 527 | Yes
5252235 | Discontinued | Systems | SOFTSOUND SXT+ R410A HP | COMFORTMAKER | CCH924GKA* |  | EA*4X30*14A*+WALLCON | *8MV*0701412** | 24600 | 13.2 | 17.2 | 25600 | 9.5 | 15200 | 1 | HRCU-A-CB |  |  | 169 | 499 | Yes
5252375 | Discontinued | Systems | SOFTSOUND SXT+ R410A HP | COMFORTMAKER | CCH924GKA* |  | EA*4X30*17A* | *8MX*0451408** | 24000 | 13 | 16.7 | 25200 | 9 | 15100 | 1 | HRCU-A-CB |  |  | 170 | 527 | Yes
5252455 | Discontinued | Systems | SOFTSOUND SXT+ R410A HP | COMFORTMAKER | CCH924GKA* |  | EA*4X30*17A* | *9MV*0601714A** | 24400 | 12.7 | 16.7 | 25600 | 9 | 15300 | 1 | HRCU-A-CB |  |  | 173 | 527 | Yes
5252456 | Discontinued | Systems | SOFTSOUND SXT+ R410A HP | COMFORTMAKER | CCH924GKA* |  | EA*4X30*17A* | *9MV*0801716A** | 24400 | 13 | 17 | 25600 | 9.5 | 15300 | 1 | HRCU-A-CB |  |  | 170 | 499 | Yes
5252346 | Discontinued | Systems | SOFTSOUND SXT+ R410A HP | COMFORTMAKER | CCH924GKA* |  | EA*4X30*17A* | *9MX*0601714A** | 24800 | 12.7 | 17 | 26200 | 9.5 | 15700 | 1 | HRCU-A-CB |  |  | 173 | 499 | Yes
5427651 | Discontinued | Systems | SOFTSOUND SXT+ R410A HP | COMFORTMAKER | CCH924GKA* |  | EA*4X30*17A* | MV08**14C* | 23800 | 13 | 17 | 24400 | 9 | 14900 | 1 | HRCU-A-CB |  |  | 166 | 527 | Yes
5427652 | Discontinued | Systems | SOFTSOUND SXT+ R410A HP | COMFORTMAKER | CCH924GKA* |  | EA*4X30*17A* | MV12**17C* | 24000 | 13.2 | 17.2 | 25000 | 9 | 14900 | 1 | HRCU-A-CB |  |  | 165 | 527 | Yes
5252390 | Discontinued | Systems | SOFTSOUND SXT+ R410A HP | COMFORTMAKER | CCH924GKA* |  | EA*4X30*17A* | NOMV106D12* | 24400 | 13 | 16.7 | 25600 | 9 | 15300 | 1 | HRCU-A-CB |  |  | 173 | 527 | Yes
5690289 | Active | Systems | SOFTSOUND SXT+ R410A HP | COMFORTMAKER | CCH924GKA* |  | EA*4X30*17A* | OLV098A12* | 24000 | 12.7 | 16.2 | 25200 | 8.5 | 15100 | 1 | HRCU-A-CB |  |  | 175 | 558 | Yes
5690184 | Active | Systems | SOFTSOUND SXT+ R410A HP | COMFORTMAKER | CCH924GKA* |  | EA*4X30*17A* | OMV098J12* | 24000 | 12.7 | 16.7 | 25200 | 9 | 15100 | 1 | HRCU-A-CB |  |  | 170 | 527 | Yes
5252407 | Discontinued | Systems | SOFTSOUND SXT+ R410A HP | COMFORTMAKER | CCH924GKA* |  | EA*4X30*17A* | OMV112K14A | 23800 | 13 | 17.2 | 25000 | 9 | 14900 | 1 | HRCU-A-CB |  |  | 164 | 527 | Yes
5252238 | Discontinued | Systems | SOFTSOUND SXT+ R410A HP | COMFORTMAKER | CCH924GKA* |  | EA*4X30*17A*+WALLCON | *8MV*0701412** | 24600 | 13.2 | 17.2 | 25400 | 9.5 | 15200 | 1 | HRCU-A-CB |  |  | 169 | 499 | Yes
5252239 | Discontinued | Systems | SOFTSOUND SXT+ R410A HP | COMFORTMAKER | CCH924GKA* |  | EA*4X30*17A*+WALLCON | *8MV*0901716** | 24600 | 13.2 | 17.5 | 25400 | 9.5 | 15200 | 1 | HRCU-A-CB |  |  | 166 | 499 | Yes
5252236 | Discontinued | Systems | SOFTSOUND SXT+ R410A HP | COMFORTMAKER | CCH924GKA* |  | EA*4X30*17A*+WALLCON | *9MA*0601714A** | 24400 | 13 | 16.5 | 25600 | 9.5 | 15300 | 1 | HRCU-A-CB |  |  | 175 | 499 | Yes
5252237 | Discontinued | Systems | SOFTSOUND SXT+ R410A HP | COMFORTMAKER | CCH924GKA* |  | EA*4X30*17A*+WALLCON | *9MA*0801714A** | 24400 | 13 | 17 | 25600 | 9.5 | 15300 | 1 | HRCU-A-CB |  |  | 170 | 499 | Yes
5252376 | Discontinued | Systems | SOFTSOUND SXT+ R410A HP | COMFORTMAKER | CCH924GKA* |  | EA*4X36*14A* | *8MX*0451408** | 24000 | 12.7 | 16.7 | 25200 | 9 | 15100 | 1 | HRCU-A-CB |  |  | 170 | 527 | Yes
5427653 | Discontinued | Systems | SOFTSOUND SXT+ R410A HP | COMFORTMAKER | CCH924GKA* |  | EA*4X36*14A* | MV08**14C* | 23800 | 13 | 17 | 25000 | 9 | 14900 | 1 | HRCU-A-CB |  |  | 166 | 527 | Yes
5252240 | Discontinued | Systems | SOFTSOUND SXT+ R410A HP | COMFORTMAKER | CCH924GKA* |  | EA*4X36*14A*+WALLCON | *8MV*0701412** | 24600 | 13.2 | 17.2 | 25600 | 9.5 | 15200 | 1 | HRCU-A-CB |  |  | 169 | 499 | Yes
5252377 | Discontinued | Systems | SOFTSOUND SXT+ R410A HP | COMFORTMAKER | CCH924GKA* |  | EA*4X36*17A* | *8MX*0451408** | 24200 | 13 | 16.7 | 25400 | 9 | 15200 | 1 | HRCU-A-CB |  |  | 172 | 527 | Yes
5252459 | Discontinued | Systems | SOFTSOUND SXT+ R410A HP | COMFORTMAKER | CCH924GKA* |  | EA*4X36*17A* | *9MV*0601714A** | 24400 | 13 | 16.7 | 25600 | 9 | 15300 | 1 | HRCU-A-CB |  |  | 173 | 527 | Yes
5252460 | Discontinued | Systems | SOFTSOUND SXT+ R410A HP | COMFORTMAKER | CCH924GKA* |  | EA*4X36*17A* | *9MV*0801716A** | 24600 | 13 | 17 | 25600 | 9.5 | 15300 | 1 | HRCU-A-CB |  |  | 171 | 499 | Yes
5252349 | Discontinued | Systems | SOFTSOUND SXT+ R410A HP | COMFORTMAKER | CCH924GKA* |  | EA*4X36*17A* | *9MX*0601714A** | 25000 | 12.7 | 17 | 26200 | 9.5 | 15700 | 1 | HRCU-A-CB |  |  | 174 | 499 | Yes
5427654 | Discontinued | Systems | SOFTSOUND SXT+ R410A HP | COMFORTMAKER | CCH924GKA* |  | EA*4X36*17A* | MV08**14C* | 23800 | 13.2 | 17.2 | 24400 | 9 | 14900 | 1 | HRCU-A-CB |  |  | 164 | 527 | Yes
5427655 | Discontinued | Systems | SOFTSOUND SXT+ R410A HP | COMFORTMAKER | CCH924GKA* |  | EA*4X36*17A* | MV12**17C* | 24000 | 13.2 | 17.2 | 25000 | 9 | 14900 | 1 | HRCU-A-CB |  |  | 165 | 527 | Yes
5252391 | Discontinued | Systems | SOFTSOUND SXT+ R410A HP | COMFORTMAKER | CCH924GKA* |  | EA*4X36*17A* | NOMV106D12* | 24600 | 13 | 16.7 | 25600 | 9 | 15300 | 1 | HRCU-A-CB |  |  | 174 | 527 | Yes
5690294 | Active | Systems | SOFTSOUND SXT+ R410A HP | COMFORTMAKER | CCH924GKA* |  | EA*4X36*17A* | OLV098A12* | 24000 | 13 | 16.5 | 25200 | 8.5 | 15100 | 1 | HRCU-A-CB |  |  | 172 | 558 | Yes
5690189 | Active | Systems | SOFTSOUND SXT+ R410A HP | COMFORTMAKER | CCH924GKA* |  | EA*4X36*17A* | OMV098J12* | 24000 | 12.7 | 17 | 25200 | 9 | 15100 | 1 | HRCU-A-CB |  |  | 167 | 527 | Yes
5252409 | Discontinued | Systems | SOFTSOUND SXT+ R410A HP | COMFORTMAKER | CCH924GKA* |  | EA*4X36*17A* | OMV112K14A | 24000 | 13 | 17.2 | 25000 | 9 | 14900 | 1 | HRCU-A-CB |  |  | 165 | 527 | Yes
5252243 | Discontinued | Systems | SOFTSOUND SXT+ R410A HP | COMFORTMAKER | CCH924GKA* |  | EA*4X36*17A*+WALLCON | *8MV*0701412** | 24600 | 13.2 | 17.2 | 25600 | 9.5 | 15200 | 1 | HRCU-A-CB |  |  | 169 | 499 | Yes
5252244 | Discontinued | Systems | SOFTSOUND SXT+ R410A HP | COMFORTMAKER | CCH924GKA* |  | EA*4X36*17A*+WALLCON | *8MV*0901716** | 24600 | 13.5 | 17.7 | 25400 | 9.5 | 15200 | 1 | HRCU-A-CB |  |  | 165 | 499 | Yes
5252241 | Discontinued | Systems | SOFTSOUND SXT+ R410A HP | COMFORTMAKER | CCH924GKA* |  | EA*4X36*17A*+WALLCON | *9MA*0601714A** | 24400 | 13 | 16.7 | 25600 | 9.5 | 15300 | 1 | HRCU-A-CB |  |  | 173 | 499 | Yes
5252242 | Discontinued | Systems | SOFTSOUND SXT+ R410A HP | COMFORTMAKER | CCH924GKA* |  | EA*4X36*17A*+WALLCON | *9MA*0801714A** | 24600 | 13 | 17 | 25600 | 9.5 | 15300 | 1 | HRCU-A-CB |  |  | 171 | 499 | Yes
5252461 | Discontinued | Systems | SOFTSOUND SXT+ R410A HP | COMFORTMAKER | CCH924GKA* |  | EA*4X36*21A* | *9MV*0601714A** | 24600 | 13 | 17 | 25600 | 9.5 | 15300 | 1 | HRCU-A-CB |  |  | 171 | 499 | Yes
5252462 | Discontinued | Systems | SOFTSOUND SXT+ R410A HP | COMFORTMAKER | CCH924GKA* |  | EA*4X36*21A* | *9MV*0801716A** | 24600 | 13.2 | 17.2 | 25600 | 9.5 | 15300 | 1 | HRCU-A-CB |  |  | 169 | 499 | Yes
5252463 | Discontinued | Systems | SOFTSOUND SXT+ R410A HP | COMFORTMAKER | CCH924GKA* |  | EA*4X36*21A* | *9MV*0802120A** | 24600 | 13.2 | 17.2 | 25400 | 9.5 | 15200 | 1 | HRCU-A-CB |  |  | 169 | 499 | Yes
5252464 | Discontinued | Systems | SOFTSOUND SXT+ R410A HP | COMFORTMAKER | CCH924GKA* |  | EA*4X36*21A* | *9MV*1002120A** | 24800 | 13.5 | 17.5 | 25600 | 10 | 15300 | 1 | HRCU-A-CB |  |  | 168 | 474 | Yes
5427656 | Discontinued | Systems | SOFTSOUND SXT+ R410A HP | COMFORTMAKER | CCH924GKA* |  | EA*4X36*21A* | MV12**17C* | 24000 | 13.2 | 17.2 | 25000 | 9 | 14900 | 1 | HRCU-A-CB |  |  | 165 | 527 | Yes
5252392 | Discontinued | Systems | SOFTSOUND SXT+ R410A HP | COMFORTMAKER | CCH924GKA* |  | EA*4X36*21A* | NOMV106D12* | 24600 | 13 | 16.7 | 25600 | 9 | 15200 | 1 | HRCU-A-CB |  |  | 174 | 527 | Yes
5690303 | Active | Systems | SOFTSOUND SXT+ R410A HP | COMFORTMAKER | CCH924GKA* |  | EA*4X36*21A* | OLV098A12* | 24000 | 13 | 16.5 | 25200 | 8.5 | 15100 | 1 | HRCU-A-CB |  |  | 172 | 558 | Yes
5690194 | Active | Systems | SOFTSOUND SXT+ R410A HP | COMFORTMAKER | CCH924GKA* |  | EA*4X36*21A* | OMV098J12* | 24000 | 13 | 17 | 25200 | 9 | 15100 | 1 | HRCU-A-CB |  |  | 167 | 527 | Yes
5252411 | Discontinued | Systems | SOFTSOUND SXT+ R410A HP | COMFORTMAKER | CCH924GKA* |  | EA*4X36*21A* | OMV112K14A | 24000 | 13.2 | 17.2 | 25000 | 9 | 14900 | 1 | HRCU-A-CB |  |  | 165 | 527 | Yes
5252250 | Discontinued | Systems | SOFTSOUND SXT+ R410A HP | COMFORTMAKER | CCH924GKA* |  | EA*4X36*21A*+WALLCON | *8MV*0901716** | 24600 | 13.5 | 17.7 | 25400 | 9.5 | 15100 | 1 | HRCU-A-CB |  |  | 165 | 499 | Yes
5252251 | Discontinued | Systems | SOFTSOUND SXT+ R410A HP | COMFORTMAKER | CCH924GKA* |  | EA*4X36*21A*+WALLCON | *8MV*1102120** | 24600 | 13.5 | 17.7 | 25400 | 10 | 15200 | 1 | HRCU-A-CB |  |  | 165 | 474 | Yes
5252245 | Discontinued | Systems | SOFTSOUND SXT+ R410A HP | COMFORTMAKER | CCH924GKA* |  | EA*4X36*21A*+WALLCON | *9MA*0601714A** | 24600 | 13 | 16.7 | 25600 | 9.5 | 15300 | 1 | HRCU-A-CB |  |  | 174 | 499 | Yes
5252247 | Discontinued | Systems | SOFTSOUND SXT+ R410A HP | COMFORTMAKER | CCH924GKA* |  | EA*4X36*21A*+WALLCON | *9MA*0602120A** | 24600 | 13.2 | 17 | 25600 | 9.5 | 15300 | 1 | HRCU-A-CB |  |  | 171 | 499 | Yes
5252246 | Discontinued | Systems | SOFTSOUND SXT+ R410A HP | COMFORTMAKER | CCH924GKA* |  | EA*4X36*21A*+WALLCON | *9MA*0801714A** | 24600 | 13.2 | 17 | 25600 | 9.5 | 15300 | 1 | HRCU-A-CB |  |  | 171 | 499 | Yes
5252248 | Discontinued | Systems | SOFTSOUND SXT+ R410A HP | COMFORTMAKER | CCH924GKA* |  | EA*4X36*21A*+WALLCON | *9MA*0802120A** | 24600 | 13.2 | 17.2 | 25600 | 9.5 | 15200 | 1 | HRCU-A-CB |  |  | 169 | 499 | Yes
5252249 | Discontinued | Systems | SOFTSOUND SXT+ R410A HP | COMFORTMAKER | CCH924GKA* |  | EA*4X36*21A*+WALLCON | *9MA*1002122A** | 24600 | 13.2 | 17.5 | 25400 | 9.5 | 15200 | 1 | HRCU-A-CB |  |  | 166 | 499 | Yes
5252465 | Discontinued | Systems | SOFTSOUND SXT+ R410A HP | COMFORTMAKER | CCH924GKA* |  | ED*4X36F** | *9MV*0601714A** | 24400 | 13 | 16.7 | 25200 | 9.5 | 15300 | 1 | HRCU-A-CB |  |  | 173 | 499 | Yes
5252466 | Discontinued | Systems | SOFTSOUND SXT+ R410A HP | COMFORTMAKER | CCH924GKA* |  | ED*4X36F** | *9MV*0801716A** | 24600 | 13 | 17 | 25200 | 9.5 | 15300 | 1 | HRCU-A-CB |  |  | 171 | 499 | Yes
5252350 | Discontinued | Systems | SOFTSOUND SXT+ R410A HP | COMFORTMAKER | CCH924GKA* |  | ED*4X36F** | *9MX*0601714A** | 25000 | 12.7 | 17 | 25800 | 9.5 | 15700 | 1 | HRCU-A-CB |  |  | 174 | 499 | Yes
5252393 | Discontinued | Systems | SOFTSOUND SXT+ R410A HP | COMFORTMAKER | CCH924GKA* |  | ED*4X36F** | NOMV106D12* | 24600 | 13 | 16.7 | 25200 | 9 | 15300 | 1 | HRCU-A-CB |  |  | 174 | 527 | Yes
5690305 | Active | Systems | SOFTSOUND SXT+ R410A HP | COMFORTMAKER | CCH924GKA* |  | ED*4X36F** | OLV098A12* | 24000 | 13 | 16.5 | 24800 | 8.5 | 15100 | 1 | HRCU-A-CB |  |  | 172 | 558 | Yes
5690199 | Active | Systems | SOFTSOUND SXT+ R410A HP | COMFORTMAKER | CCH924GKA* |  | ED*4X36F** | OMV098J12* | 24000 | 12.7 | 17 | 24800 | 9 | 15100 | 1 | HRCU-A-CB |  |  | 167 | 527 | Yes
5252413 | Discontinued | Systems | SOFTSOUND SXT+ R410A HP | COMFORTMAKER | CCH924GKA* |  | ED*4X36F** | OMV112K14A | 24000 | 13 | 17.2 | 24600 | 9.2 | 14900 | 1 | HRCU-A-CB |  |  | 165 | 515 | Yes
5252254 | Discontinued | Systems | SOFTSOUND SXT+ R410A HP | COMFORTMAKER | CCH924GKA* |  | ED*4X36F**+WALLCON | *8MV*0901716** | 24600 | 13.5 | 17.7 | 25000 | 9.7 | 15200 | 1 | HRCU-A-CB |  |  | 165 | 489 | Yes
5252252 | Discontinued | Systems | SOFTSOUND SXT+ R410A HP | COMFORTMAKER | CCH924GKA* |  | ED*4X36F**+WALLCON | *9MA*0601714A** | 24400 | 13 | 16.7 | 25200 | 9.5 | 15300 | 1 | HRCU-A-CB |  |  | 173 | 499 | Yes
5252253 | Discontinued | Systems | SOFTSOUND SXT+ R410A HP | COMFORTMAKER | CCH924GKA* |  | ED*4X36F**+WALLCON | *9MA*0801714A** | 24600 | 13 | 17 | 25200 | 9.5 | 15300 | 1 | HRCU-A-CB |  |  | 171 | 499 | Yes
5252386 | Discontinued | Systems | SOFTSOUND SXT+ R410A HP | COMFORTMAKER | CCH924GKA* |  | EHD4X24A** | *8MX*0451408** | 23800 | 12.7 | 16.5 | 25200 | 9 | 15100 | 1 | HRCU-A-CB |  |  | 171 | 527 | Yes
5252492 | Discontinued | Systems | SOFTSOUND SXT+ R410A HP | COMFORTMAKER | CCH924GKA* |  | EHD4X24A** | *9MV*0601714A** | 24400 | 12.7 | 16.5 | 26000 | 9 | 15500 | 1 | HRCU-A-CB |  |  | 175 | 527 | Yes
5252493 | Discontinued | Systems | SOFTSOUND SXT+ R410A HP | COMFORTMAKER | CCH924GKA* |  | EHD4X24A** | *9MV*0801716A** | 24200 | 12.7 | 16.7 | 25600 | 9 | 15300 | 1 | HRCU-A-CB |  |  | 172 | 527 | Yes
5252494 | Discontinued | Systems | SOFTSOUND SXT+ R410A HP | COMFORTMAKER | CCH924GKA* |  | EHD4X24A** | *9MV*0802120A** | 24600 | 13 | 17 | 25800 | 9 | 15400 | 1 | HRCU-A-CB |  |  | 171 | 527 | Yes
5252495 | Discontinued | Systems | SOFTSOUND SXT+ R410A HP | COMFORTMAKER | CCH924GKA* |  | EHD4X24A** | *9MV*1002120A** | 24400 | 13 | 17 | 25600 | 9 | 15200 | 1 | HRCU-A-CB |  |  | 170 | 527 | Yes
5252496 | Discontinued | Systems | SOFTSOUND SXT+ R410A HP | COMFORTMAKER | CCH924GKA* |  | EHD4X24A** | *9MV*1202422A** | 24200 | 13 | 17 | 25400 | 9 | 15200 | 1 | HRCU-A-CB |  |  | 169 | 527 | Yes
5252367 | Discontinued | Systems | SOFTSOUND SXT+ R410A HP | COMFORTMAKER | CCH924GKA* |  | EHD4X24A** | *9MX*0601714A** | 24600 | 12.7 | 16.7 | 26200 | 9.2 | 15600 | 1 | HRCU-A-CB |  |  | 174 | 515 | Yes
5427672 | Discontinued | Systems | SOFTSOUND SXT+ R410A HP | COMFORTMAKER | CCH924GKA* |  | EHD4X24A** | MV08**14C* | 23800 | 13 | 17 | 25000 | 9 | 14900 | 1 | HRCU-A-CB |  |  | 166 | 527 | Yes
5427673 | Discontinued | Systems | SOFTSOUND SXT+ R410A HP | COMFORTMAKER | CCH924GKA* |  | EHD4X24A** | MV12**17C* | 24000 | 13 | 17 | 25200 | 9 | 15000 | 1 | HRCU-A-CB |  |  | 167 | 527 | Yes
5252401 | Discontinued | Systems | SOFTSOUND SXT+ R410A HP | COMFORTMAKER | CCH924GKA* |  | EHD4X24A** | NOMV106D12* | 24400 | 12.7 | 16.5 | 25800 | 9 | 15400 | 1 | HRCU-A-CB |  |  | 175 | 527 | Yes
5690366 | Active | Systems | SOFTSOUND SXT+ R410A HP | COMFORTMAKER | CCH924GKA* |  | EHD4X24A** | OLV098A12* | 24000 | 12.5 | 16 | 25400 | 8.5 | 15200 | 1 | HRCU-A-CB |  |  | 178 | 558 | Yes
5690258 | Active | Systems | SOFTSOUND SXT+ R410A HP | COMFORTMAKER | CCH924GKA* |  | EHD4X24A** | OMV098J12* | 24000 | 12.5 | 16.5 | 25400 | 9 | 15200 | 1 | HRCU-A-CB |  |  | 172 | 527 | Yes
5252429 | Discontinued | Systems | SOFTSOUND SXT+ R410A HP | COMFORTMAKER | CCH924GKA* |  | EHD4X24A** | OMV112K14A | 23800 | 12.7 | 16.7 | 25200 | 9 | 15000 | 1 | HRCU-A-CB |  |  | 169 | 527 | Yes
5252294 | Discontinued | Systems | SOFTSOUND SXT+ R410A HP | COMFORTMAKER | CCH924GKA* |  | EHD4X24A**+WALLCON | *8MV*0701412** | 24600 | 13 | 17 | 25800 | 9.5 | 15300 | 1 | HRCU-A-CB |  |  | 171 | 499 | Yes
5252295 | Discontinued | Systems | SOFTSOUND SXT+ R410A HP | COMFORTMAKER | CCH924GKA* |  | EHD4X24A**+WALLCON | *8MV*0901716** | 24600 | 13.2 | 17.2 | 25600 | 9.5 | 15300 | 1 | HRCU-A-CB |  |  | 169 | 499 | Yes
5252296 | Discontinued | Systems | SOFTSOUND SXT+ R410A HP | COMFORTMAKER | CCH924GKA* |  | EHD4X24A**+WALLCON | *8MV*1102120** | 24600 | 13 | 17 | 25800 | 9.5 | 15300 | 1 | HRCU-A-CB |  |  | 171 | 499 | Yes
5252297 | Discontinued | Systems | SOFTSOUND SXT+ R410A HP | COMFORTMAKER | CCH924GKA* |  | EHD4X24A**+WALLCON | *8MV*1352422** | 24600 | 13.2 | 17 | 25600 | 9.5 | 15300 | 1 | HRCU-A-CB |  |  | 171 | 499 | Yes
5252288 | Discontinued | Systems | SOFTSOUND SXT+ R410A HP | COMFORTMAKER | CCH924GKA* |  | EHD4X24A**+WALLCON | *9MA*0601714A** | 24400 | 12.7 | 16.2 | 25800 | 9 | 15500 | 1 | HRCU-A-CB |  |  | 178 | 527 | Yes
5252290 | Discontinued | Systems | SOFTSOUND SXT+ R410A HP | COMFORTMAKER | CCH924GKA* |  | EHD4X24A**+WALLCON | *9MA*0602120A** | 24400 | 12.7 | 16.5 | 25800 | 9 | 15400 | 1 | HRCU-A-CB |  |  | 175 | 527 | Yes
5252289 | Discontinued | Systems | SOFTSOUND SXT+ R410A HP | COMFORTMAKER | CCH924GKA* |  | EHD4X24A**+WALLCON | *9MA*0801714A** | 24400 | 12.7 | 16.5 | 25800 | 9.5 | 15400 | 1 | HRCU-A-CB |  |  | 175 | 499 | Yes
5252291 | Discontinued | Systems | SOFTSOUND SXT+ R410A HP | COMFORTMAKER | CCH924GKA* |  | EHD4X24A**+WALLCON | *9MA*0802120A** | 24600 | 13 | 16.7 | 25800 | 9.5 | 15400 | 1 | HRCU-A-CB |  |  | 174 | 499 | Yes
5252292 | Discontinued | Systems | SOFTSOUND SXT+ R410A HP | COMFORTMAKER | CCH924GKA* |  | EHD4X24A**+WALLCON | *9MA*1002122A** | 24600 | 13 | 16.7 | 25800 | 9.5 | 15300 | 1 | HRCU-A-CB |  |  | 174 | 499 | Yes
5252293 | Discontinued | Systems | SOFTSOUND SXT+ R410A HP | COMFORTMAKER | CCH924GKA* |  | EHD4X24A**+WALLCON | *9MA*1202422A** | 24600 | 13 | 16.5 | 25800 | 9.5 | 15400 | 1 | HRCU-A-CB |  |  | 177 | 499 | Yes
5252387 | Discontinued | Systems | SOFTSOUND SXT+ R410A HP | COMFORTMAKER | CCH924GKA* |  | EHD4X30A** | *8MX*0451408** | 24000 | 13 | 16.7 | 25400 | 9 | 15100 | 1 | HRCU-A-CB |  |  | 170 | 527 | Yes
5252498 | Discontinued | Systems | SOFTSOUND SXT+ R410A HP | COMFORTMAKER | CCH924GKA* |  | EHD4X30A** | *9MV*0601714A** | 24400 | 12.7 | 16.7 | 25600 | 9 | 15300 | 1 | HRCU-A-CB |  |  | 173 | 527 | Yes
5252499 | Discontinued | Systems | SOFTSOUND SXT+ R410A HP | COMFORTMAKER | CCH924GKA* |  | EHD4X30A** | *9MV*0801716A** | 24400 | 13 | 17 | 25600 | 9 | 15300 | 1 | HRCU-A-CB |  |  | 170 | 527 | Yes
5252500 | Discontinued | Systems | SOFTSOUND SXT+ R410A HP | COMFORTMAKER | CCH924GKA* |  | EHD4X30A** | *9MV*0802120A** | 24000 | 13 | 17.2 | 25200 | 9 | 15000 | 1 | HRCU-A-CB |  |  | 165 | 527 | Yes
5252501 | Discontinued | Systems | SOFTSOUND SXT+ R410A HP | COMFORTMAKER | CCH924GKA* |  | EHD4X30A** | *9MV*1002120A** | 24600 | 13.2 | 17.2 | 25800 | 9.5 | 15300 | 1 | HRCU-A-CB |  |  | 169 | 499 | Yes
5252502 | Discontinued | Systems | SOFTSOUND SXT+ R410A HP | COMFORTMAKER | CCH924GKA* |  | EHD4X30A** | *9MV*1202422A** | 24600 | 13.2 | 17.2 | 25200 | 9.5 | 15300 | 1 | HRCU-A-CB |  |  | 169 | 499 | Yes
5252369 | Discontinued | Systems | SOFTSOUND SXT+ R410A HP | COMFORTMAKER | CCH924GKA* |  | EHD4X30A** | *9MX*0601714A** | 25000 | 12.7 | 17 | 26200 | 9.5 | 15700 | 1 | HRCU-A-CB |  |  | 174 | 499 | Yes
5427674 | Discontinued | Systems | SOFTSOUND SXT+ R410A HP | COMFORTMAKER | CCH924GKA* |  | EHD4X30A** | MV08**14C* | 23800 | 13.2 | 17.2 | 25000 | 9 | 14900 | 1 | HRCU-A-CB |  |  | 164 | 527 | Yes
5427675 | Discontinued | Systems | SOFTSOUND SXT+ R410A HP | COMFORTMAKER | CCH924GKA* |  | EHD4X30A** | MV12**17C* | 24000 | 13.2 | 17.2 | 25200 | 9 | 15000 | 1 | HRCU-A-CB |  |  | 165 | 527 | Yes
5252402 | Discontinued | Systems | SOFTSOUND SXT+ R410A HP | COMFORTMAKER | CCH924GKA* |  | EHD4X30A** | NOMV106D12* | 24600 | 12.7 | 16.7 | 25800 | 9 | 15400 | 1 | HRCU-A-CB |  |  | 174 | 527 | Yes
5690371 | Active | Systems | SOFTSOUND SXT+ R410A HP | COMFORTMAKER | CCH924GKA* |  | EHD4X30A** | OLV098A12* | 24000 | 12.7 | 16.2 | 25400 | 8.5 | 15100 | 1 | HRCU-A-CB |  |  | 175 | 558 | Yes
5690265 | Active | Systems | SOFTSOUND SXT+ R410A HP | COMFORTMAKER | CCH924GKA* |  | EHD4X30A** | OMV098J12* | 24200 | 12.7 | 16.7 | 25400 | 9 | 15200 | 1 | HRCU-A-CB |  |  | 172 | 527 | Yes
5252431 | Discontinued | Systems | SOFTSOUND SXT+ R410A HP | COMFORTMAKER | CCH924GKA* |  | EHD4X30A** | OMV112K14A | 24000 | 13 | 17 | 25200 | 9 | 15000 | 1 | HRCU-A-CB |  |  | 167 | 527 | Yes
5252304 | Discontinued | Systems | SOFTSOUND SXT+ R410A HP | COMFORTMAKER | CCH924GKA* |  | EHD4X30A**+WALLCON | *8MV*0701412** | 24600 | 13.2 | 17.2 | 25600 | 9.5 | 15300 | 1 | HRCU-A-CB |  |  | 169 | 499 | Yes
5252305 | Discontinued | Systems | SOFTSOUND SXT+ R410A HP | COMFORTMAKER | CCH924GKA* |  | EHD4X30A**+WALLCON | *8MV*0901716** | 24800 | 13.2 | 17.5 | 25600 | 9.5 | 15200 | 1 | HRCU-A-CB |  |  | 168 | 499 | Yes
5252306 | Discontinued | Systems | SOFTSOUND SXT+ R410A HP | COMFORTMAKER | CCH924GKA* |  | EHD4X30A**+WALLCON | *8MV*1102120** | 24600 | 13.2 | 17.2 | 25600 | 9.5 | 15300 | 1 | HRCU-A-CB |  |  | 169 | 499 | Yes
5252307 | Discontinued | Systems | SOFTSOUND SXT+ R410A HP | COMFORTMAKER | CCH924GKA* |  | EHD4X30A**+WALLCON | *8MV*1352422** | 24800 | 13.2 | 17.5 | 25600 | 9.5 | 15200 | 1 | HRCU-A-CB |  |  | 168 | 499 | Yes
5252298 | Discontinued | Systems | SOFTSOUND SXT+ R410A HP | COMFORTMAKER | CCH924GKA* |  | EHD4X30A**+WALLCON | *9MA*0601714A** | 24600 | 12.7 | 16.5 | 25800 | 9.5 | 15400 | 1 | HRCU-A-CB |  |  | 177 | 499 | Yes
5252300 | Discontinued | Systems | SOFTSOUND SXT+ R410A HP | COMFORTMAKER | CCH924GKA* |  | EHD4X30A**+WALLCON | *9MA*0602120A** | 24600 | 13 | 16.7 | 25800 | 9.5 | 15400 | 1 | HRCU-A-CB |  |  | 174 | 499 | Yes
5252299 | Discontinued | Systems | SOFTSOUND SXT+ R410A HP | COMFORTMAKER | CCH924GKA* |  | EHD4X30A**+WALLCON | *9MA*0801714A** | 24600 | 13 | 16.7 | 25800 | 9.5 | 15400 | 1 | HRCU-A-CB |  |  | 174 | 499 | Yes
5252301 | Discontinued | Systems | SOFTSOUND SXT+ R410A HP | COMFORTMAKER | CCH924GKA* |  | EHD4X30A**+WALLCON | *9MA*0802120A** | 24600 | 13.2 | 17 | 25800 | 9.5 | 15300 | 1 | HRCU-A-CB |  |  | 171 | 499 | Yes
5252302 | Discontinued | Systems | SOFTSOUND SXT+ R410A HP | COMFORTMAKER | CCH924GKA* |  | EHD4X30A**+WALLCON | *9MA*1002122A** | 24600 | 13.2 | 17.2 | 25800 | 9.5 | 15300 | 1 | HRCU-A-CB |  |  | 169 | 499 | Yes
5252303 | Discontinued | Systems | SOFTSOUND SXT+ R410A HP | COMFORTMAKER | CCH924GKA* |  | EHD4X30A**+WALLCON | *9MA*1202422A** | 24600 | 13 | 17 | 25800 | 9.5 | 15300 | 1 | HRCU-A-CB |  |  | 171 | 499 | Yes
5252388 | Discontinued | Systems | SOFTSOUND SXT+ R410A HP | COMFORTMAKER | CCH924GKA* |  | EHD4X36A** | *8MX*0451408** | 24200 | 13 | 16.7 | 25600 | 9 | 15200 | 1 | HRCU-A-CB |  |  | 172 | 527 | Yes
5252504 | Discontinued | Systems | SOFTSOUND SXT+ R410A HP | COMFORTMAKER | CCH924GKA* |  | EHD4X36A** | *9MV*0601714A** | 24400 | 13 | 16.7 | 25800 | 9.5 | 15400 | 1 | HRCU-A-CB |  |  | 173 | 499 | Yes
5252505 | Discontinued | Systems | SOFTSOUND SXT+ R410A HP | COMFORTMAKER | CCH924GKA* |  | EHD4X36A** | *9MV*0801716A** | 24600 | 13.2 | 17 | 25800 | 9.5 | 15400 | 1 | HRCU-A-CB |  |  | 171 | 499 | Yes
5252506 | Discontinued | Systems | SOFTSOUND SXT+ R410A HP | COMFORTMAKER | CCH924GKA* |  | EHD4X36A** | *9MV*0802120A** | 24400 | 13.2 | 17.2 | 25400 | 9.5 | 15100 | 1 | HRCU-A-CB |  |  | 168 | 499 | Yes
5252507 | Discontinued | Systems | SOFTSOUND SXT+ R410A HP | COMFORTMAKER | CCH924GKA* |  | EHD4X36A** | *9MV*1002120A** | 24600 | 13.2 | 17.2 | 25800 | 10 | 15300 | 1 | HRCU-A-CB |  |  | 169 | 474 | Yes
5252508 | Discontinued | Systems | SOFTSOUND SXT+ R410A HP | COMFORTMAKER | CCH924GKA* |  | EHD4X36A** | *9MV*1202422A** | 24400 | 13.2 | 17.2 | 25400 | 9.5 | 15200 | 1 | HRCU-A-CB |  |  | 168 | 499 | Yes
5252371 | Discontinued | Systems | SOFTSOUND SXT+ R410A HP | COMFORTMAKER | CCH924GKA* |  | EHD4X36A** | *9MX*0601714A** | 25200 | 13 | 17 | 26400 | 9.5 | 15700 | 1 | HRCU-A-CB |  |  | 176 | 499 | Yes
5427676 | Discontinued | Systems | SOFTSOUND SXT+ R410A HP | COMFORTMAKER | CCH924GKA* |  | EHD4X36A** | MV08**14C* | 23800 | 13.2 | 17.2 | 25000 | 9 | 14900 | 1 | HRCU-A-CB |  |  | 164 | 527 | Yes
5427677 | Discontinued | Systems | SOFTSOUND SXT+ R410A HP | COMFORTMAKER | CCH924GKA* |  | EHD4X36A** | MV12**17C* | 24000 | 13.2 | 17.2 | 25200 | 9 | 15000 | 1 | HRCU-A-CB |  |  | 165 | 527 | Yes
5252403 | Discontinued | Systems | SOFTSOUND SXT+ R410A HP | COMFORTMAKER | CCH924GKA* |  | EHD4X36A** | NOMV106D12* | 24600 | 13 | 16.7 | 25800 | 9 | 15300 | 1 | HRCU-A-CB |  |  | 174 | 527 | Yes
5690379 | Active | Systems | SOFTSOUND SXT+ R410A HP | COMFORTMAKER | CCH924GKA* |  | EHD4X36A** | OLV098A12* | 24200 | 13 | 16.2 | 25400 | 8.5 | 15100 | 1 | HRCU-A-CB |  |  | 177 | 558 | Yes
5690275 | Active | Systems | SOFTSOUND SXT+ R410A HP | COMFORTMAKER | CCH924GKA* |  | EHD4X36A** | OMV098J12* | 24200 | 13 | 16.7 | 25400 | 9 | 15200 | 1 | HRCU-A-CB |  |  | 172 | 527 | Yes
5252433 | Discontinued | Systems | SOFTSOUND SXT+ R410A HP | COMFORTMAKER | CCH924GKA* |  | EHD4X36A** | OMV112K14A | 24000 | 13 | 17 | 25200 | 9.2 | 15000 | 1 | HRCU-A-CB |  |  | 167 | 515 | Yes
5252314 | Discontinued | Systems | SOFTSOUND SXT+ R410A HP | COMFORTMAKER | CCH924GKA* |  | EHD4X36A**+WALLCON | *8MV*0701412** | 24800 | 13.2 | 17.5 | 25800 | 9.5 | 15300 | 1 | HRCU-A-CB |  |  | 168 | 499 | Yes
5252315 | Discontinued | Systems | SOFTSOUND SXT+ R410A HP | COMFORTMAKER | CCH924GKA* |  | EHD4X36A**+WALLCON | *8MV*0901716** | 24800 | 13.5 | 17.7 | 25600 | 10 | 15200 | 1 | HRCU-A-CB |  |  | 166 | 474 | Yes
5252316 | Discontinued | Systems | SOFTSOUND SXT+ R410A HP | COMFORTMAKER | CCH924GKA* |  | EHD4X36A**+WALLCON | *8MV*1102120** | 24800 | 13.5 | 17.5 | 25800 | 9.5 | 15200 | 1 | HRCU-A-CB |  |  | 168 | 499 | Yes
5252317 | Discontinued | Systems | SOFTSOUND SXT+ R410A HP | COMFORTMAKER | CCH924GKA* |  | EHD4X36A**+WALLCON | *8MV*1352422** | 24800 | 13.5 | 17.7 | 25600 | 10 | 15200 | 1 | HRCU-A-CB |  |  | 166 | 474 | Yes
5252308 | Discontinued | Systems | SOFTSOUND SXT+ R410A HP | COMFORTMAKER | CCH924GKA* |  | EHD4X36A**+WALLCON | *9MA*0601714A** | 24600 | 13 | 16.7 | 25800 | 9.5 | 15400 | 1 | HRCU-A-CB |  |  | 174 | 499 | Yes
5252310 | Discontinued | Systems | SOFTSOUND SXT+ R410A HP | COMFORTMAKER | CCH924GKA* |  | EHD4X36A**+WALLCON | *9MA*0602120A** | 24600 | 13 | 17 | 25800 | 9.5 | 15400 | 1 | HRCU-A-CB |  |  | 171 | 499 | Yes
5252309 | Discontinued | Systems | SOFTSOUND SXT+ R410A HP | COMFORTMAKER | CCH924GKA* |  | EHD4X36A**+WALLCON | *9MA*0801714A** | 24600 | 13.2 | 17 | 25800 | 9.5 | 15400 | 1 | HRCU-A-CB |  |  | 171 | 499 | Yes
5252311 | Discontinued | Systems | SOFTSOUND SXT+ R410A HP | COMFORTMAKER | CCH924GKA* |  | EHD4X36A**+WALLCON | *9MA*0802120A** | 24600 | 13.2 | 17.2 | 25800 | 9.5 | 15300 | 1 | HRCU-A-CB |  |  | 169 | 499 | Yes
5252312 | Discontinued | Systems | SOFTSOUND SXT+ R410A HP | COMFORTMAKER | CCH924GKA* |  | EHD4X36A**+WALLCON | *9MA*1002122A** | 24800 | 13.2 | 17.2 | 25800 | 9.5 | 15300 | 1 | HRCU-A-CB |  |  | 171 | 499 | Yes
5252313 | Discontinued | Systems | SOFTSOUND SXT+ R410A HP | COMFORTMAKER | CCH924GKA* |  | EHD4X36A**+WALLCON | *9MA*1202422A** | 24600 | 13.2 | 17.2 | 25800 | 9.5 | 15300 | 1 | HRCU-A-CB |  |  | 169 | 499 | Yes
5252378 | Discontinued | Systems | SOFTSOUND SXT+ R410A HP | COMFORTMAKER | CCH924GKA* |  | EN(A,D)4X24*14** | *8MX*0451408** | 23800 | 12.7 | 16.5 | 25200 | 9 | 15100 | 1 | HRCU-A-CB |  |  | 171 | 527 | Yes
5427657 | Discontinued | Systems | SOFTSOUND SXT+ R410A HP | COMFORTMAKER | CCH924GKA* |  | EN(A,D)4X24*14** | MV08**14C* | 23800 | 13 | 17 | 25000 | 9 | 14900 | 1 | HRCU-A-CB |  |  | 166 | 527 | Yes
5252255 | Discontinued | Systems | SOFTSOUND SXT+ R410A HP | COMFORTMAKER | CCH924GKA* |  | EN(A,D)4X24*14**+WALLCON | *8MV*0701412** | 24600 | 13 | 17 | 25600 | 9.5 | 15300 | 1 | HRCU-A-CB |  |  | 171 | 499 | Yes
5252379 | Discontinued | Systems | SOFTSOUND SXT+ R410A HP | COMFORTMAKER | CCH924GKA* |  | EN(A,D)4X24*17** | *8MX*0451408** | 23800 | 12.7 | 16.5 | 25200 | 9 | 15100 | 1 | HRCU-A-CB |  |  | 171 | 527 | Yes
5252469 | Discontinued | Systems | SOFTSOUND SXT+ R410A HP | COMFORTMAKER | CCH924GKA* |  | EN(A,D)4X24*17** | *9MV*0601714A** | 24000 | 12.7 | 16.7 | 25600 | 9 | 15200 | 1 | HRCU-A-CB |  |  | 170 | 527 | Yes
5252470 | Discontinued | Systems | SOFTSOUND SXT+ R410A HP | COMFORTMAKER | CCH924GKA* |  | EN(A,D)4X24*17** | *9MV*0801716A** | 24200 | 12.7 | 16.7 | 25600 | 9 | 15200 | 1 | HRCU-A-CB |  |  | 172 | 527 | Yes
5252353 | Discontinued | Systems | SOFTSOUND SXT+ R410A HP | COMFORTMAKER | CCH924GKA* |  | EN(A,D)4X24*17** | *9MX*0601714A** | 24600 | 12.5 | 16.7 | 26200 | 9 | 15600 | 1 | HRCU-A-CB |  |  | 174 | 527 | Yes
5427658 | Discontinued | Systems | SOFTSOUND SXT+ R410A HP | COMFORTMAKER | CCH924GKA* |  | EN(A,D)4X24*17** | MV08**14C* | 23800 | 13 | 17 | 25000 | 9 | 14900 | 1 | HRCU-A-CB |  |  | 166 | 527 | Yes
5427659 | Discontinued | Systems | SOFTSOUND SXT+ R410A HP | COMFORTMAKER | CCH924GKA* |  | EN(A,D)4X24*17** | MV12**17C* | 24000 | 13 | 17.2 | 25200 | 9 | 15000 | 1 | HRCU-A-CB |  |  | 165 | 527 | Yes
5252394 | Discontinued | Systems | SOFTSOUND SXT+ R410A HP | COMFORTMAKER | CCH924GKA* |  | EN(A,D)4X24*17** | NOMV106D12* | 24400 | 12.7 | 16.5 | 25800 | 9 | 15400 | 1 | HRCU-A-CB |  |  | 175 | 527 | Yes
5690311 | Active | Systems | SOFTSOUND SXT+ R410A HP | COMFORTMAKER | CCH924GKA* |  | EN(A,D)4X24*17** | OLV098A12* | 24000 | 12.7 | 16.2 | 25400 | 8.5 | 15100 | 1 | HRCU-A-CB |  |  | 175 | 558 | Yes
5690206 | Active | Systems | SOFTSOUND SXT+ R410A HP | COMFORTMAKER | CCH924GKA* |  | EN(A,D)4X24*17** | OMV098J12* | 24000 | 12.7 | 16.7 | 25400 | 9 | 15200 | 1 | HRCU-A-CB |  |  | 170 | 527 | Yes
5252415 | Discontinued | Systems | SOFTSOUND SXT+ R410A HP | COMFORTMAKER | CCH924GKA* |  | EN(A,D)4X24*17** | OMV112K14A | 23800 | 13 | 17 | 25200 | 9 | 15000 | 1 | HRCU-A-CB |  |  | 166 | 527 | Yes
5252258 | Discontinued | Systems | SOFTSOUND SXT+ R410A HP | COMFORTMAKER | CCH924GKA* |  | EN(A,D)4X24*17**+WALLCON | *8MV*0701412** | 24600 | 13 | 17 | 25600 | 9.5 | 15300 | 1 | HRCU-A-CB |  |  | 171 | 499 | Yes
5252259 | Discontinued | Systems | SOFTSOUND SXT+ R410A HP | COMFORTMAKER | CCH924GKA* |  | EN(A,D)4X24*17**+WALLCON | *8MV*0901716** | 24600 | 13.2 | 17.2 | 25600 | 9.5 | 15200 | 1 | HRCU-A-CB |  |  | 169 | 499 | Yes
5252256 | Discontinued | Systems | SOFTSOUND SXT+ R410A HP | COMFORTMAKER | CCH924GKA* |  | EN(A,D)4X24*17**+WALLCON | *9MA*0601714A** | 24400 | 12.7 | 16.2 | 25800 | 9 | 15400 | 1 | HRCU-A-CB |  |  | 178 | 527 | Yes
5252257 | Discontinued | Systems | SOFTSOUND SXT+ R410A HP | COMFORTMAKER | CCH924GKA* |  | EN(A,D)4X24*17**+WALLCON | *9MA*0801714A** | 24400 | 12.7 | 16.5 | 25800 | 9 | 15400 | 1 | HRCU-A-CB |  |  | 175 | 527 | Yes
5252380 | Discontinued | Systems | SOFTSOUND SXT+ R410A HP | COMFORTMAKER | CCH924GKA* |  | EN(A,D)4X30*14** | *8MX*0451408** | 23800 | 12.7 | 16.5 | 25200 | 9 | 15100 | 1 | HRCU-A-CB |  |  | 171 | 527 | Yes
5427660 | Discontinued | Systems | SOFTSOUND SXT+ R410A HP | COMFORTMAKER | CCH924GKA* |  | EN(A,D)4X30*14** | MV08**14C* | 23800 | 13 | 17 | 25000 | 9 | 14900 | 1 | HRCU-A-CB |  |  | 166 | 527 | Yes
5252260 | Discontinued | Systems | SOFTSOUND SXT+ R410A HP | COMFORTMAKER | CCH924GKA* |  | EN(A,D)4X30*14**+WALLCON | *8MV*0701412** | 24400 | 13 | 17 | 25600 | 9.5 | 15300 | 1 | HRCU-A-CB |  |  | 170 | 499 | Yes
5252381 | Discontinued | Systems | SOFTSOUND SXT+ R410A HP | COMFORTMAKER | CCH924GKA* |  | EN(A,D)4X30*17** | *8MX*0451408** | 24000 | 12.7 | 16.7 | 25200 | 9 | 15200 | 1 | HRCU-A-CB |  |  | 170 | 527 | Yes
5252473 | Discontinued | Systems | SOFTSOUND SXT+ R410A HP | COMFORTMAKER | CCH924GKA* |  | EN(A,D)4X30*17** | *9MV*0601714A** | 24200 | 12.7 | 16.7 | 25600 | 9 | 15300 | 1 | HRCU-A-CB |  |  | 172 | 527 | Yes
5252474 | Discontinued | Systems | SOFTSOUND SXT+ R410A HP | COMFORTMAKER | CCH924GKA* |  | EN(A,D)4X30*17** | *9MV*0801716A** | 24400 | 13 | 17 | 25600 | 9.5 | 15300 | 1 | HRCU-A-CB |  |  | 170 | 499 | Yes
5252356 | Discontinued | Systems | SOFTSOUND SXT+ R410A HP | COMFORTMAKER | CCH924GKA* |  | EN(A,D)4X30*17** | *9MX*0601714A** | 24800 | 12.7 | 17 | 26200 | 9.5 | 15700 | 1 | HRCU-A-CB |  |  | 173 | 499 | Yes
5427661 | Discontinued | Systems | SOFTSOUND SXT+ R410A HP | COMFORTMAKER | CCH924GKA* |  | EN(A,D)4X30*17** | MV08**14C* | 23800 | 13 | 17 | 24400 | 9 | 14900 | 1 | HRCU-A-CB |  |  | 166 | 527 | Yes
5427662 | Discontinued | Systems | SOFTSOUND SXT+ R410A HP | COMFORTMAKER | CCH924GKA* |  | EN(A,D)4X30*17** | MV12**17C* | 24000 | 13.2 | 17.2 | 25000 | 9 | 14900 | 1 | HRCU-A-CB |  |  | 165 | 527 | Yes
5252395 | Discontinued | Systems | SOFTSOUND SXT+ R410A HP | COMFORTMAKER | CCH924GKA* |  | EN(A,D)4X30*17** | NOMV106D12* | 24400 | 13 | 16.7 | 25600 | 9 | 15300 | 1 | HRCU-A-CB |  |  | 173 | 527 | Yes
5690320 | Active | Systems | SOFTSOUND SXT+ R410A HP | COMFORTMAKER | CCH924GKA* |  | EN(A,D)4X30*17** | OLV098A12* | 24000 | 12.7 | 16.2 | 25200 | 8.5 | 15100 | 1 | HRCU-A-CB |  |  | 175 | 558 | Yes
5690219 | Active | Systems | SOFTSOUND SXT+ R410A HP | COMFORTMAKER | CCH924GKA* |  | EN(A,D)4X30*17** | OMV098J12* | 24000 | 12.7 | 16.7 | 25200 | 9 | 15100 | 1 | HRCU-A-CB |  |  | 170 | 527 | Yes
5252417 | Discontinued | Systems | SOFTSOUND SXT+ R410A HP | COMFORTMAKER | CCH924GKA* |  | EN(A,D)4X30*17** | OMV112K14A | 23800 | 13 | 17 | 25000 | 9 | 15000 | 1 | HRCU-A-CB |  |  | 166 | 527 | Yes
5252263 | Discontinued | Systems | SOFTSOUND SXT+ R410A HP | COMFORTMAKER | CCH924GKA* |  | EN(A,D)4X30*17**+WALLCON | *8MV*0701412** | 24600 | 13.2 | 17.2 | 25600 | 9.5 | 15200 | 1 | HRCU-A-CB |  |  | 169 | 499 | Yes
5252264 | Discontinued | Systems | SOFTSOUND SXT+ R410A HP | COMFORTMAKER | CCH924GKA* |  | EN(A,D)4X30*17**+WALLCON | *8MV*0901716** | 24600 | 13.2 | 17.5 | 25400 | 9.5 | 15200 | 1 | HRCU-A-CB |  |  | 166 | 499 | Yes
5252261 | Discontinued | Systems | SOFTSOUND SXT+ R410A HP | COMFORTMAKER | CCH924GKA* |  | EN(A,D)4X30*17**+WALLCON | *9MA*0601714A** | 24400 | 12.7 | 16.5 | 25600 | 9.5 | 15400 | 1 | HRCU-A-CB |  |  | 175 | 499 | Yes
5252262 | Discontinued | Systems | SOFTSOUND SXT+ R410A HP | COMFORTMAKER | CCH924GKA* |  | EN(A,D)4X30*17**+WALLCON | *9MA*0801714A** | 24400 | 13 | 16.7 | 25600 | 9.5 | 15300 | 1 | HRCU-A-CB |  |  | 173 | 499 | Yes
5252478 | Discontinued | Systems | SOFTSOUND SXT+ R410A HP | COMFORTMAKER | CCH924GKA* |  | EN(A,D)4X36*21** | *9MV*0601714A** | 24400 | 12.7 | 16.7 | 25600 | 9 | 15300 | 1 | HRCU-A-CB |  |  | 173 | 527 | Yes
5252479 | Discontinued | Systems | SOFTSOUND SXT+ R410A HP | COMFORTMAKER | CCH924GKA* |  | EN(A,D)4X36*21** | *9MV*0801716A** | 24400 | 13 | 17 | 25600 | 9.5 | 15300 | 1 | HRCU-A-CB |  |  | 170 | 499 | Yes
5252480 | Discontinued | Systems | SOFTSOUND SXT+ R410A HP | COMFORTMAKER | CCH924GKA* |  | EN(A,D)4X36*21** | *9MV*0802120A** | 24200 | 13.2 | 17.2 | 25200 | 9.5 | 15100 | 1 | HRCU-A-CB |  |  | 167 | 499 | Yes
5252481 | Discontinued | Systems | SOFTSOUND SXT+ R410A HP | COMFORTMAKER | CCH924GKA* |  | EN(A,D)4X36*21** | *9MV*1002120A** | 24400 | 13.2 | 17.2 | 25400 | 9.5 | 15200 | 1 | HRCU-A-CB |  |  | 168 | 499 | Yes
5252359 | Discontinued | Systems | SOFTSOUND SXT+ R410A HP | COMFORTMAKER | CCH924GKA* |  | EN(A,D)4X36*21** | *9MX*0601714A** | 24800 | 12.7 | 17 | 26200 | 9.5 | 15700 | 1 | HRCU-A-CB |  |  | 173 | 499 | Yes
5427665 | Discontinued | Systems | SOFTSOUND SXT+ R410A HP | COMFORTMAKER | CCH924GKA* |  | EN(A,D)4X36*21** | MV12**17C* | 24000 | 13.2 | 17.2 | 25000 | 9 | 14900 | 1 | HRCU-A-CB |  |  | 165 | 527 | Yes
5252397 | Discontinued | Systems | SOFTSOUND SXT+ R410A HP | COMFORTMAKER | CCH924GKA* |  | EN(A,D)4X36*21** | NOMV106D12* | 24400 | 13 | 16.7 | 25600 | 9 | 15300 | 1 | HRCU-A-CB |  |  | 173 | 527 | Yes
5690336 | Active | Systems | SOFTSOUND SXT+ R410A HP | COMFORTMAKER | CCH924GKA* |  | EN(A,D)4X36*21** | OLV098A12* | 24000 | 12.7 | 16.5 | 25200 | 8.5 | 15100 | 1 | HRCU-A-CB |  |  | 172 | 558 | Yes
5690229 | Active | Systems | SOFTSOUND SXT+ R410A HP | COMFORTMAKER | CCH924GKA* |  | EN(A,D)4X36*21** | OMV098J12* | 24000 | 12.7 | 16.7 | 25200 | 9 | 15100 | 1 | HRCU-A-CB |  |  | 170 | 527 | Yes
5252421 | Discontinued | Systems | SOFTSOUND SXT+ R410A HP | COMFORTMAKER | CCH924GKA* |  | EN(A,D)4X36*21** | OMV112K14A | 23800 | 13 | 17 | 25000 | 9 | 14900 | 1 | HRCU-A-CB |  |  | 166 | 527 | Yes
5252274 | Discontinued | Systems | SOFTSOUND SXT+ R410A HP | COMFORTMAKER | CCH924GKA* |  | EN(A,D)4X36*21**+WALLCON | *8MV*0901716** | 24600 | 13.2 | 17.5 | 25400 | 9.5 | 15200 | 1 | HRCU-A-CB |  |  | 166 | 499 | Yes
5252275 | Discontinued | Systems | SOFTSOUND SXT+ R410A HP | COMFORTMAKER | CCH924GKA* |  | EN(A,D)4X36*21**+WALLCON | *8MV*1102120** | 24600 | 13.2 | 17.2 | 25400 | 9.5 | 15200 | 1 | HRCU-A-CB |  |  | 169 | 499 | Yes
5252269 | Discontinued | Systems | SOFTSOUND SXT+ R410A HP | COMFORTMAKER | CCH924GKA* |  | EN(A,D)4X36*21**+WALLCON | *9MA*0601714A** | 24400 | 13 | 16.5 | 25600 | 9.5 | 15400 | 1 | HRCU-A-CB |  |  | 175 | 499 | Yes
5252271 | Discontinued | Systems | SOFTSOUND SXT+ R410A HP | COMFORTMAKER | CCH924GKA* |  | EN(A,D)4X36*21**+WALLCON | *9MA*0602120A** | 24400 | 13 | 16.7 | 25600 | 9.5 | 15300 | 1 | HRCU-A-CB |  |  | 173 | 499 | Yes
5252270 | Discontinued | Systems | SOFTSOUND SXT+ R410A HP | COMFORTMAKER | CCH924GKA* |  | EN(A,D)4X36*21**+WALLCON | *9MA*0801714A** | 24400 | 13 | 16.7 | 25600 | 9.5 | 15300 | 1 | HRCU-A-CB |  |  | 173 | 499 | Yes
5252272 | Discontinued | Systems | SOFTSOUND SXT+ R410A HP | COMFORTMAKER | CCH924GKA* |  | EN(A,D)4X36*21**+WALLCON | *9MA*0802120A** | 24600 | 13.2 | 17 | 25600 | 9.5 | 15300 | 1 | HRCU-A-CB |  |  | 171 | 499 | Yes
5252273 | Discontinued | Systems | SOFTSOUND SXT+ R410A HP | COMFORTMAKER | CCH924GKA* |  | EN(A,D)4X36*21**+WALLCON | *9MA*1002122A** | 24600 | 13.2 | 17.2 | 25600 | 9.5 | 15200 | 1 | HRCU-A-CB |  |  | 169 | 499 | Yes
5252382 | Discontinued | Systems | SOFTSOUND SXT+ R410A HP | COMFORTMAKER | CCH924GKA* |  | EN(A,D,W)4X36*17** | *8MX*0451408** | 24000 | 12.7 | 16.7 | 25200 | 9 | 15200 | 1 | HRCU-A-CB |  |  | 170 | 527 | Yes
5252476 | Discontinued | Systems | SOFTSOUND SXT+ R410A HP | COMFORTMAKER | CCH924GKA* |  | EN(A,D,W)4X36*17** | *9MV*0601714A** | 24200 | 12.7 | 16.7 | 25600 | 9 | 15300 | 1 | HRCU-A-CB |  |  | 172 | 527 | Yes
5252477 | Discontinued | Systems | SOFTSOUND SXT+ R410A HP | COMFORTMAKER | CCH924GKA* |  | EN(A,D,W)4X36*17** | *9MV*0801716A** | 24400 | 13 | 17 | 25600 | 9.5 | 15300 | 1 | HRCU-A-CB |  |  | 170 | 499 | Yes
5252358 | Discontinued | Systems | SOFTSOUND SXT+ R410A HP | COMFORTMAKER | CCH924GKA* |  | EN(A,D,W)4X36*17** | *9MX*0601714A** | 24800 | 12.7 | 17 | 26200 | 9.5 | 15700 | 1 | HRCU-A-CB |  |  | 173 | 499 | Yes
5427663 | Discontinued | Systems | SOFTSOUND SXT+ R410A HP | COMFORTMAKER | CCH924GKA* |  | EN(A,D,W)4X36*17** | MV08**14C* | 23800 | 13 | 17 | 24400 | 9 | 14900 | 1 | HRCU-A-CB |  |  | 166 | 527 | Yes
5427664 | Discontinued | Systems | SOFTSOUND SXT+ R410A HP | COMFORTMAKER | CCH924GKA* |  | EN(A,D,W)4X36*17** | MV12**17C* | 24000 | 13.2 | 17.2 | 25000 | 9 | 14900 | 1 | HRCU-A-CB |  |  | 165 | 527 | Yes
5252396 | Discontinued | Systems | SOFTSOUND SXT+ R410A HP | COMFORTMAKER | CCH924GKA* |  | EN(A,D,W)4X36*17** | NOMV106D12* | 24400 | 13 | 16.7 | 25600 | 9 | 15300 | 1 | HRCU-A-CB |  |  | 173 | 527 | Yes
5690327 | Active | Systems | SOFTSOUND SXT+ R410A HP | COMFORTMAKER | CCH924GKA* |  | EN(A,D,W)4X36*17** | OLV098A12* | 24000 | 12.7 | 16.2 | 25200 | 8.5 | 15100 | 1 | HRCU-A-CB |  |  | 175 | 558 | Yes
5690223 | Active | Systems | SOFTSOUND SXT+ R410A HP | COMFORTMAKER | CCH924GKA* |  | EN(A,D,W)4X36*17** | OMV098J12* | 24000 | 12.7 | 16.7 | 25200 | 9 | 15100 | 1 | HRCU-A-CB |  |  | 170 | 527 | Yes
5252419 | Discontinued | Systems | SOFTSOUND SXT+ R410A HP | COMFORTMAKER | CCH924GKA* |  | EN(A,D,W)4X36*17** | OMV112K14A | 23800 | 13 | 17 | 25000 | 9 | 15000 | 1 | HRCU-A-CB |  |  | 166 | 527 | Yes
5252267 | Discontinued | Systems | SOFTSOUND SXT+ R410A HP | COMFORTMAKER | CCH924GKA* |  | EN(A,D,W)4X36*17**+WALLCON | *8MV*0701412** | 24600 | 13.2 | 17.2 | 25600 | 9.5 | 15200 | 1 | HRCU-A-CB |  |  | 169 | 499 | Yes
5252268 | Discontinued | Systems | SOFTSOUND SXT+ R410A HP | COMFORTMAKER | CCH924GKA* |  | EN(A,D,W)4X36*17**+WALLCON | *8MV*0901716** | 24600 | 13.2 | 17.5 | 25400 | 9.5 | 15200 | 1 | HRCU-A-CB |  |  | 166 | 499 | Yes
5252265 | Discontinued | Systems | SOFTSOUND SXT+ R410A HP | COMFORTMAKER | CCH924GKA* |  | EN(A,D,W)4X36*17**+WALLCON | *9MA*0601714A** | 24400 | 12.7 | 16.5 | 25600 | 9.5 | 15400 | 1 | HRCU-A-CB |  |  | 175 | 499 | Yes
5252266 | Discontinued | Systems | SOFTSOUND SXT+ R410A HP | COMFORTMAKER | CCH924GKA* |  | EN(A,D,W)4X36*17**+WALLCON | *9MA*0801714A** | 24400 | 13 | 16.7 | 25600 | 9.5 | 15300 | 1 | HRCU-A-CB |  |  | 173 | 499 | Yes
5252383 | Discontinued | Systems | SOFTSOUND SXT+ R410A HP | COMFORTMAKER | CCH924GKA* |  | ENH4X24*17** | *8MX*0451408** | 23800 | 12.7 | 16.5 | 25200 | 9 | 15100 | 1 | HRCU-A-CB |  |  | 171 | 527 | Yes
5252483 | Discontinued | Systems | SOFTSOUND SXT+ R410A HP | COMFORTMAKER | CCH924GKA* |  | ENH4X24*17** | *9MV*0601714A** | 24000 | 12.7 | 16.7 | 25600 | 9 | 15200 | 1 | HRCU-A-CB |  |  | 170 | 527 | Yes
5252484 | Discontinued | Systems | SOFTSOUND SXT+ R410A HP | COMFORTMAKER | CCH924GKA* |  | ENH4X24*17** | *9MV*0801716A** | 24200 | 12.7 | 16.7 | 25600 | 9 | 15200 | 1 | HRCU-A-CB |  |  | 172 | 527 | Yes
5252361 | Discontinued | Systems | SOFTSOUND SXT+ R410A HP | COMFORTMAKER | CCH924GKA* |  | ENH4X24*17** | *9MX*0601714A** | 24600 | 12.5 | 16.7 | 26200 | 9 | 15600 | 1 | HRCU-A-CB |  |  | 174 | 527 | Yes
5427666 | Discontinued | Systems | SOFTSOUND SXT+ R410A HP | COMFORTMAKER | CCH924GKA* |  | ENH4X24*17** | MV08**14C* | 23800 | 13 | 17 | 25000 | 9 | 14900 | 1 | HRCU-A-CB |  |  | 166 | 527 | Yes
5427667 | Discontinued | Systems | SOFTSOUND SXT+ R410A HP | COMFORTMAKER | CCH924GKA* |  | ENH4X24*17** | MV12**17C* | 24000 | 13 | 17.2 | 25200 | 9 | 15000 | 1 | HRCU-A-CB |  |  | 165 | 527 | Yes
5252398 | Discontinued | Systems | SOFTSOUND SXT+ R410A HP | COMFORTMAKER | CCH924GKA* |  | ENH4X24*17** | NOMV106D12* | 24400 | 12.7 | 16.5 | 25800 | 9 | 15400 | 1 | HRCU-A-CB |  |  | 175 | 527 | Yes
5690339 | Active | Systems | SOFTSOUND SXT+ R410A HP | COMFORTMAKER | CCH924GKA* |  | ENH4X24*17** | OLV098A12* | 24000 | 12.7 | 16.2 | 25400 | 8.5 | 15100 | 1 | HRCU-A-CB |  |  | 175 | 558 | Yes
5690238 | Active | Systems | SOFTSOUND SXT+ R410A HP | COMFORTMAKER | CCH924GKA* |  | ENH4X24*17** | OMV098J12* | 24000 | 12.7 | 16.7 | 25400 | 9 | 15200 | 1 | HRCU-A-CB |  |  | 170 | 527 | Yes
5252423 | Discontinued | Systems | SOFTSOUND SXT+ R410A HP | COMFORTMAKER | CCH924GKA* |  | ENH4X24*17** | OMV112K14A | 23800 | 13 | 17 | 25200 | 9 | 15000 | 1 | HRCU-A-CB |  |  | 166 | 527 | Yes
5252278 | Discontinued | Systems | SOFTSOUND SXT+ R410A HP | COMFORTMAKER | CCH924GKA* |  | ENH4X24*17**+WALLCON | *8MV*0701412** | 24600 | 13 | 17 | 25600 | 9.5 | 15300 | 1 | HRCU-A-CB |  |  | 171 | 499 | Yes
5252279 | Discontinued | Systems | SOFTSOUND SXT+ R410A HP | COMFORTMAKER | CCH924GKA* |  | ENH4X24*17**+WALLCON | *8MV*0901716** | 24600 | 13.2 | 17.2 | 25600 | 9.5 | 15200 | 1 | HRCU-A-CB |  |  | 169 | 499 | Yes
5252276 | Discontinued | Systems | SOFTSOUND SXT+ R410A HP | COMFORTMAKER | CCH924GKA* |  | ENH4X24*17**+WALLCON | *9MA*0601714A** | 24400 | 12.7 | 16.2 | 25800 | 9 | 15400 | 1 | HRCU-A-CB |  |  | 178 | 527 | Yes
5252277 | Discontinued | Systems | SOFTSOUND SXT+ R410A HP | COMFORTMAKER | CCH924GKA* |  | ENH4X24*17**+WALLCON | *9MA*0801714A** | 24400 | 12.7 | 16.5 | 25800 | 9 | 15400 | 1 | HRCU-A-CB |  |  | 175 | 527 | Yes
5252384 | Discontinued | Systems | SOFTSOUND SXT+ R410A HP | COMFORTMAKER | CCH924GKA* |  | ENH4X30*17** | *8MX*0451408** | 24000 | 12.7 | 16.7 | 25200 | 9 | 15200 | 1 | HRCU-A-CB |  |  | 170 | 527 | Yes
5252486 | Discontinued | Systems | SOFTSOUND SXT+ R410A HP | COMFORTMAKER | CCH924GKA* |  | ENH4X30*17** | *9MV*0601714A** | 24200 | 12.7 | 16.7 | 25600 | 9 | 15300 | 1 | HRCU-A-CB |  |  | 172 | 527 | Yes
5252487 | Discontinued | Systems | SOFTSOUND SXT+ R410A HP | COMFORTMAKER | CCH924GKA* |  | ENH4X30*17** | *9MV*0801716A** | 24400 | 13 | 17 | 25600 | 9.5 | 15300 | 1 | HRCU-A-CB |  |  | 170 | 499 | Yes
5252363 | Discontinued | Systems | SOFTSOUND SXT+ R410A HP | COMFORTMAKER | CCH924GKA* |  | ENH4X30*17** | *9MX*0601714A** | 24800 | 12.7 | 17 | 26200 | 9.5 | 15700 | 1 | HRCU-A-CB |  |  | 173 | 499 | Yes
5427668 | Discontinued | Systems | SOFTSOUND SXT+ R410A HP | COMFORTMAKER | CCH924GKA* |  | ENH4X30*17** | MV08**14C* | 23800 | 13 | 17 | 24400 | 9 | 14900 | 1 | HRCU-A-CB |  |  | 166 | 527 | Yes
5427669 | Discontinued | Systems | SOFTSOUND SXT+ R410A HP | COMFORTMAKER | CCH924GKA* |  | ENH4X30*17** | MV12**17C* | 24000 | 13.2 | 17.2 | 25000 | 9 | 14900 | 1 | HRCU-A-CB |  |  | 165 | 527 | Yes
5252399 | Discontinued | Systems | SOFTSOUND SXT+ R410A HP | COMFORTMAKER | CCH924GKA* |  | ENH4X30*17** | NOMV106D12* | 24400 | 13 | 16.7 | 25600 | 9 | 15300 | 1 | HRCU-A-CB |  |  | 173 | 527 | Yes
5690352 | Active | Systems | SOFTSOUND SXT+ R410A HP | COMFORTMAKER | CCH924GKA* |  | ENH4X30*17** | OLV098A12* | 24000 | 12.7 | 16.2 | 25200 | 8.5 | 15100 | 1 | HRCU-A-CB |  |  | 175 | 558 | Yes
5690247 | Active | Systems | SOFTSOUND SXT+ R410A HP | COMFORTMAKER | CCH924GKA* |  | ENH4X30*17** | OMV098J12* | 24000 | 12.7 | 16.7 | 25200 | 9 | 15100 | 1 | HRCU-A-CB |  |  | 170 | 527 | Yes
5252425 | Discontinued | Systems | SOFTSOUND SXT+ R410A HP | COMFORTMAKER | CCH924GKA* |  | ENH4X30*17** | OMV112K14A | 23800 | 13 | 17 | 25000 | 9 | 15000 | 1 | HRCU-A-CB |  |  | 166 | 527 | Yes
5252282 | Discontinued | Systems | SOFTSOUND SXT+ R410A HP | COMFORTMAKER | CCH924GKA* |  | ENH4X30*17**+WALLCON | *8MV*0701412** | 24600 | 13.2 | 17.2 | 25600 | 9.5 | 15200 | 1 | HRCU-A-CB |  |  | 169 | 499 | Yes
5252283 | Discontinued | Systems | SOFTSOUND SXT+ R410A HP | COMFORTMAKER | CCH924GKA* |  | ENH4X30*17**+WALLCON | *8MV*0901716** | 24600 | 13.2 | 17.5 | 25400 | 9.5 | 15200 | 1 | HRCU-A-CB |  |  | 166 | 499 | Yes
5252280 | Discontinued | Systems | SOFTSOUND SXT+ R410A HP | COMFORTMAKER | CCH924GKA* |  | ENH4X30*17**+WALLCON | *9MA*0601714A** | 24400 | 12.7 | 16.5 | 25600 | 9.5 | 15400 | 1 | HRCU-A-CB |  |  | 175 | 499 | Yes
5252281 | Discontinued | Systems | SOFTSOUND SXT+ R410A HP | COMFORTMAKER | CCH924GKA* |  | ENH4X30*17**+WALLCON | *9MA*0801714A** | 24400 | 13 | 16.7 | 25600 | 9.5 | 15300 | 1 | HRCU-A-CB |  |  | 173 | 499 | Yes
5252385 | Discontinued | Systems | SOFTSOUND SXT+ R410A HP | COMFORTMAKER | CCH924GKA* |  | ENH4X36*17** | *8MX*0451408** | 24000 | 12.7 | 16.7 | 25200 | 9 | 15200 | 1 | HRCU-A-CB |  |  | 170 | 527 | Yes
5252489 | Discontinued | Systems | SOFTSOUND SXT+ R410A HP | COMFORTMAKER | CCH924GKA* |  | ENH4X36*17** | *9MV*0601714A** | 24200 | 12.7 | 16.7 | 25600 | 9 | 15300 | 1 | HRCU-A-CB |  |  | 172 | 527 | Yes
5252490 | Discontinued | Systems | SOFTSOUND SXT+ R410A HP | COMFORTMAKER | CCH924GKA* |  | ENH4X36*17** | *9MV*0801716A** | 24400 | 13 | 17 | 25600 | 9.5 | 15300 | 1 | HRCU-A-CB |  |  | 170 | 499 | Yes
5252365 | Discontinued | Systems | SOFTSOUND SXT+ R410A HP | COMFORTMAKER | CCH924GKA* |  | ENH4X36*17** | *9MX*0601714A** | 24800 | 12.7 | 17 | 26200 | 9.5 | 15700 | 1 | HRCU-A-CB |  |  | 173 | 499 | Yes
5427670 | Discontinued | Systems | SOFTSOUND SXT+ R410A HP | COMFORTMAKER | CCH924GKA* |  | ENH4X36*17** | MV08**14C* | 23800 | 13 | 17 | 24400 | 9 | 14900 | 1 | HRCU-A-CB |  |  | 166 | 527 | Yes
5427671 | Discontinued | Systems | SOFTSOUND SXT+ R410A HP | COMFORTMAKER | CCH924GKA* |  | ENH4X36*17** | MV12**17C* | 24000 | 13.2 | 17.2 | 25000 | 9 | 14900 | 1 | HRCU-A-CB |  |  | 165 | 527 | Yes
5252400 | Discontinued | Systems | SOFTSOUND SXT+ R410A HP | COMFORTMAKER | CCH924GKA* |  | ENH4X36*17** | NOMV106D12* | 24400 | 13 | 16.7 | 25600 | 9 | 15300 | 1 | HRCU-A-CB |  |  | 173 | 527 | Yes
5690358 | Active | Systems | SOFTSOUND SXT+ R410A HP | COMFORTMAKER | CCH924GKA* |  | ENH4X36*17** | OLV098A12* | 24000 | 12.7 | 16.2 | 25200 | 8.5 | 15100 | 1 | HRCU-A-CB |  |  | 175 | 558 | Yes
5690254 | Active | Systems | SOFTSOUND SXT+ R410A HP | COMFORTMAKER | CCH924GKA* |  | ENH4X36*17** | OMV098J12* | 24000 | 12.7 | 16.7 | 25200 | 9 | 15100 | 1 | HRCU-A-CB |  |  | 170 | 527 | Yes
5252427 | Discontinued | Systems | SOFTSOUND SXT+ R410A HP | COMFORTMAKER | CCH924GKA* |  | ENH4X36*17** | OMV112K14A | 23800 | 13 | 17 | 25000 | 9 | 15000 | 1 | HRCU-A-CB |  |  | 166 | 527 | Yes
5252286 | Discontinued | Systems | SOFTSOUND SXT+ R410A HP | COMFORTMAKER | CCH924GKA* |  | ENH4X36*17**+WALLCON | *8MV*0701412** | 24600 | 13.2 | 17.2 | 25600 | 9.5 | 15200 | 1 | HRCU-A-CB |  |  | 169 | 499 | Yes
5252287 | Discontinued | Systems | SOFTSOUND SXT+ R410A HP | COMFORTMAKER | CCH924GKA* |  | ENH4X36*17**+WALLCON | *8MV*0901716** | 24600 | 13.2 | 17.5 | 25400 | 9.5 | 15200 | 1 | HRCU-A-CB |  |  | 166 | 499 | Yes
5252284 | Discontinued | Systems | SOFTSOUND SXT+ R410A HP | COMFORTMAKER | CCH924GKA* |  | ENH4X36*17**+WALLCON | *9MA*0601714A** | 24400 | 12.7 | 16.5 | 25600 | 9.5 | 15400 | 1 | HRCU-A-CB |  |  | 175 | 499 | Yes
5252285 | Discontinued | Systems | SOFTSOUND SXT+ R410A HP | COMFORTMAKER | CCH924GKA* |  | ENH4X36*17**+WALLCON | *9MA*0801714A** | 24400 | 13 | 16.7 | 25600 | 9.5 | 15300 | 1 | HRCU-A-CB |  |  | 173 | 499 | Yes
5252318 | Discontinued | Systems | SOFTSOUND SXT+ R410A HP | COMFORTMAKER | CCH924GKA* |  | FCM4X24****+WALLCON |  | 24800 | 13.2 | 17.5 | 25600 | 9.5 | 15200 | 1 | HRCU-A-CB |  |  | 168 | 499 | Yes
5252229 | Discontinued | Systems | SOFTSOUND SXT+ R410A HP | COMFORTMAKER | CCH924GKA* |  | FCM4X36****+WALLCON |  | 24800 | 13.5 | 18 | 25400 | 10 | 15100 | 1 | HRCU-A-CB | Yes |  | 163 | 474 | Yes
5252339 | Discontinued | Systems | SOFTSOUND SXT+ R410A HP | COMFORTMAKER | CCH924GKA* |  | FVM4X24**** |  | 24200 | 13.2 | 17.2 | 25000 | 9 | 15000 | 1 | HRCU-A-CB |  |  | 167 | 527 | Yes
5252340 | Discontinued | Systems | SOFTSOUND SXT+ R410A HP | COMFORTMAKER | CCH924GKA* |  | FVM4X36**** |  | 24200 | 13.2 | 17.2 | 25000 | 9 | 14900 | 1 | HRCU-A-CB |  |  | 167 | 527 | Yes
5427646 | Discontinued | Systems | SOFTSOUND SXT+ R410A HP | COMFORTMAKER | CCH924GKA* |  | OBED*4X36F** | NOMV106D12* | 24600 | 13 | 16.7 | 25200 | 9 | 15300 | 1 | HRCU-A-CB |  |  | 174 | 527 | Yes
5541192 | Discontinued | Systems | SOFTSOUND SXT+ R410A HP | COMFORTMAKER | CCH924GKA2* |  | EA*4X24*14A* | *8MX*0451408** | 24200 | 13.2 | 16.5 | 25000 | 9 | 15500 | 1 | HRCU-A-CB |  |  | 174 | 527 | Yes
5541265 | Discontinued | Systems | SOFTSOUND SXT+ R410A HP | COMFORTMAKER | CCH924GKA2* |  | EA*4X24*14A* | *9MV*0401410A** | 23800 | 12.5 | 15.7 | 25000 | 8.5 | 15700 | 1 | HRCU-A-CB |  |  | 179 | 558 | Yes
5541323 | Discontinued | Systems | SOFTSOUND SXT+ R410A HP | COMFORTMAKER | CCH924GKA2* |  | EA*4X24*14A* | MV08**14C* | 24000 | 13.2 | 16.7 | 25000 | 9 | 15300 | 1 | HRCU-A-CB |  |  | 170 | 527 | Yes
5541055 | Discontinued | Systems | SOFTSOUND SXT+ R410A HP | COMFORTMAKER | CCH924GKA2* |  | EA*4X24*14A*+WALLCON | *8MV*0701412** | 24800 | 13.5 | 17 | 25000 | 9.5 | 15600 | 1 | HRCU-A-CB |  |  | 173 | 499 | Yes
5541193 | Discontinued | Systems | SOFTSOUND SXT+ R410A HP | COMFORTMAKER | CCH924GKA2* |  | EA*4X24*17A* | *8MX*0451408** | 24400 | 13.2 | 16.5 | 25000 | 9 | 15500 | 1 | HRCU-A-CB |  |  | 175 | 527 | Yes
5541266 | Discontinued | Systems | SOFTSOUND SXT+ R410A HP | COMFORTMAKER | CCH924GKA2* |  | EA*4X24*17A* | *9MV*0401410A** | 24000 | 12.5 | 15.7 | 25000 | 8.5 | 15700 | 1 | HRCU-A-CB |  |  | 181 | 558 | Yes
5541267 | Discontinued | Systems | SOFTSOUND SXT+ R410A HP | COMFORTMAKER | CCH924GKA2* |  | EA*4X24*17A* | *9MV*0601714A** | 24600 | 13.2 | 16.5 | 25000 | 9 | 15700 | 1 | HRCU-A-CB |  |  | 177 | 527 | Yes
5541268 | Discontinued | Systems | SOFTSOUND SXT+ R410A HP | COMFORTMAKER | CCH924GKA2* |  | EA*4X24*17A* | *9MV*0801716A** | 24600 | 13.2 | 16.7 | 25000 | 9 | 15600 | 1 | HRCU-A-CB |  |  | 174 | 527 | Yes
5541164 | Discontinued | Systems | SOFTSOUND SXT+ R410A HP | COMFORTMAKER | CCH924GKA2* |  | EA*4X24*17A* | *9MX*0601714A** | 25000 | 13 | 16.7 | 25000 | 9.2 | 16000 | 1 | HRCU-A-CB |  |  | 177 | 515 | Yes
5541324 | Discontinued | Systems | SOFTSOUND SXT+ R410A HP | COMFORTMAKER | CCH924GKA2* |  | EA*4X24*17A* | MV08**14C* | 24000 | 13.5 | 16.7 | 25000 | 9 | 15200 | 1 | HRCU-A-CB |  |  | 170 | 527 | Yes
5541325 | Discontinued | Systems | SOFTSOUND SXT+ R410A HP | COMFORTMAKER | CCH924GKA2* |  | EA*4X24*17A* | MV12**17C* | 24200 | 13.5 | 17 | 25000 | 9 | 15300 | 1 | HRCU-A-CB |  |  | 169 | 527 | Yes
5541209 | Discontinued | Systems | SOFTSOUND SXT+ R410A HP | COMFORTMAKER | CCH924GKA2* |  | EA*4X24*17A* | NOMV106D12* | 24800 | 13.2 | 16.2 | 25000 | 8.5 | 15600 | 1 | HRCU-A-CB |  |  | 181 | 558 | Yes
5691500 | Active | Systems | SOFTSOUND SXT+ R410A HP | COMFORTMAKER | CCH924GKA2* |  | EA*4X24*17A* | OLV098A12* | 24400 | 13.2 | 16 | 25000 | 8.5 | 15400 | 1 | HRCU-A-CB |  |  | 181 | 558 | Yes
5691404 | Active | Systems | SOFTSOUND SXT+ R410A HP | COMFORTMAKER | CCH924GKA2* |  | EA*4X24*17A* | OMV098J12* | 24400 | 13.2 | 16.5 | 25000 | 9 | 15500 | 1 | HRCU-A-CB |  |  | 175 | 527 | Yes
5541224 | Discontinued | Systems | SOFTSOUND SXT+ R410A HP | COMFORTMAKER | CCH924GKA2* |  | EA*4X24*17A* | OMV112K14A | 24200 | 13.2 | 16.7 | 25000 | 9 | 15300 | 1 | HRCU-A-CB |  |  | 172 | 527 | Yes
5541058 | Discontinued | Systems | SOFTSOUND SXT+ R410A HP | COMFORTMAKER | CCH924GKA2* |  | EA*4X24*17A*+WALLCON | *8MV*0701412** | 24800 | 13.5 | 17 | 25000 | 9.5 | 15600 | 1 | HRCU-A-CB |  |  | 173 | 499 | Yes
5541059 | Discontinued | Systems | SOFTSOUND SXT+ R410A HP | COMFORTMAKER | CCH924GKA2* |  | EA*4X24*17A*+WALLCON | *8MV*0901716** | 24800 | 13.7 | 17.2 | 25000 | 9.5 | 15500 | 1 | HRCU-A-CB |  |  | 171 | 499 | Yes
5541056 | Discontinued | Systems | SOFTSOUND SXT+ R410A HP | COMFORTMAKER | CCH924GKA2* |  | EA*4X24*17A*+WALLCON | *9MA*0601714A** | 24600 | 13.2 | 16.2 | 25000 | 9.2 | 15700 | 1 | HRCU-A-CB |  |  | 180 | 515 | Yes
5541057 | Discontinued | Systems | SOFTSOUND SXT+ R410A HP | COMFORTMAKER | CCH924GKA2* |  | EA*4X24*17A*+WALLCON | *9MA*0801714A** | 24800 | 13.2 | 16.7 | 25000 | 9.5 | 15700 | 1 | HRCU-A-CB |  |  | 176 | 499 | Yes
5541194 | Discontinued | Systems | SOFTSOUND SXT+ R410A HP | COMFORTMAKER | CCH924GKA2* |  | EA*4X30*14A* | *8MX*0451408** | 24400 | 13.2 | 16.5 | 25000 | 9 | 15500 | 1 | HRCU-A-CB |  |  | 175 | 527 | Yes
5541269 | Discontinued | Systems | SOFTSOUND SXT+ R410A HP | COMFORTMAKER | CCH924GKA2* |  | EA*4X30*14A* | *9MV*0401410A** | 24000 | 12.5 | 15.7 | 25000 | 8.5 | 15700 | 1 | HRCU-A-CB |  |  | 181 | 558 | Yes
5541326 | Discontinued | Systems | SOFTSOUND SXT+ R410A HP | COMFORTMAKER | CCH924GKA2* |  | EA*4X30*14A* | MV08**14C* | 24200 | 13.5 | 16.7 | 25000 | 9 | 15300 | 1 | HRCU-A-CB |  |  | 172 | 527 | Yes
5541060 | Discontinued | Systems | SOFTSOUND SXT+ R410A HP | COMFORTMAKER | CCH924GKA2* |  | EA*4X30*14A*+WALLCON | *8MV*0701412** | 24800 | 13.5 | 17 | 25000 | 9.5 | 15600 | 1 | HRCU-A-CB |  |  | 173 | 499 | Yes
5541195 | Discontinued | Systems | SOFTSOUND SXT+ R410A HP | COMFORTMAKER | CCH924GKA2* |  | EA*4X30*17A* | *8MX*0451408** | 24400 | 13.2 | 16.5 | 25000 | 9 | 15500 | 1 | HRCU-A-CB |  |  | 175 | 527 | Yes
5541270 | Discontinued | Systems | SOFTSOUND SXT+ R410A HP | COMFORTMAKER | CCH924GKA2* |  | EA*4X30*17A* | *9MV*0401410A** | 24000 | 12.5 | 15.7 | 25000 | 9 | 15700 | 1 | HRCU-A-CB |  |  | 181 | 527 | Yes
5541271 | Discontinued | Systems | SOFTSOUND SXT+ R410A HP | COMFORTMAKER | CCH924GKA2* |  | EA*4X30*17A* | *9MV*0601714A** | 24800 | 13.2 | 16.5 | 25000 | 9.2 | 15700 | 1 | HRCU-A-CB |  |  | 178 | 515 | Yes
5541272 | Discontinued | Systems | SOFTSOUND SXT+ R410A HP | COMFORTMAKER | CCH924GKA2* |  | EA*4X30*17A* | *9MV*0801716A** | 24800 | 13.2 | 16.7 | 25000 | 9.5 | 15700 | 1 | HRCU-A-CB |  |  | 176 | 499 | Yes
5541167 | Discontinued | Systems | SOFTSOUND SXT+ R410A HP | COMFORTMAKER | CCH924GKA2* |  | EA*4X30*17A* | *9MX*0601714A** | 25200 | 13.2 | 16.7 | 25000 | 9.5 | 16000 | 1 | HRCU-A-CB |  |  | 179 | 499 | Yes
5541327 | Discontinued | Systems | SOFTSOUND SXT+ R410A HP | COMFORTMAKER | CCH924GKA2* |  | EA*4X30*17A* | MV08**14C* | 24200 | 13.5 | 17 | 25000 | 9 | 15300 | 1 | HRCU-A-CB |  |  | 169 | 527 | Yes
5541328 | Discontinued | Systems | SOFTSOUND SXT+ R410A HP | COMFORTMAKER | CCH924GKA2* |  | EA*4X30*17A* | MV12**17C* | 24400 | 13.5 | 17 | 25000 | 9 | 15300 | 1 | HRCU-A-CB |  |  | 170 | 527 | Yes
5541210 | Discontinued | Systems | SOFTSOUND SXT+ R410A HP | COMFORTMAKER | CCH924GKA2* |  | EA*4X30*17A* | NOMV106D12* | 24800 | 13.2 | 16.5 | 25000 | 9 | 15600 | 1 | HRCU-A-CB |  |  | 178 | 527 | Yes
5691506 | Active | Systems | SOFTSOUND SXT+ R410A HP | COMFORTMAKER | CCH924GKA2* |  | EA*4X30*17A* | OLV098A12* | 24400 | 13.2 | 16 | 25000 | 8.5 | 15500 | 1 | HRCU-A-CB |  |  | 181 | 558 | Yes
5691406 | Active | Systems | SOFTSOUND SXT+ R410A HP | COMFORTMAKER | CCH924GKA2* |  | EA*4X30*17A* | OMV098J12* | 24400 | 13.2 | 16.5 | 25000 | 9 | 15500 | 1 | HRCU-A-CB |  |  | 175 | 527 | Yes
5541226 | Discontinued | Systems | SOFTSOUND SXT+ R410A HP | COMFORTMAKER | CCH924GKA2* |  | EA*4X30*17A* | OMV112K14A | 24200 | 13.5 | 16.7 | 25000 | 9 | 15300 | 1 | HRCU-A-CB |  |  | 172 | 527 | Yes
5541063 | Discontinued | Systems | SOFTSOUND SXT+ R410A HP | COMFORTMAKER | CCH924GKA2* |  | EA*4X30*17A*+WALLCON | *8MV*0701412** | 25000 | 13.7 | 17.2 | 25000 | 9.5 | 15600 | 1 | HRCU-A-CB |  |  | 172 | 499 | Yes
5541064 | Discontinued | Systems | SOFTSOUND SXT+ R410A HP | COMFORTMAKER | CCH924GKA2* |  | EA*4X30*17A*+WALLCON | *8MV*0901716** | 25000 | 13.7 | 17.2 | 25000 | 9.5 | 15500 | 1 | HRCU-A-CB |  |  | 172 | 499 | Yes
5541061 | Discontinued | Systems | SOFTSOUND SXT+ R410A HP | COMFORTMAKER | CCH924GKA2* |  | EA*4X30*17A*+WALLCON | *9MA*0601714A** | 24800 | 13.2 | 16.5 | 25000 | 9.5 | 15700 | 1 | HRCU-A-CB |  |  | 178 | 499 | Yes
5541062 | Discontinued | Systems | SOFTSOUND SXT+ R410A HP | COMFORTMAKER | CCH924GKA2* |  | EA*4X30*17A*+WALLCON | *9MA*0801714A** | 24800 | 13.5 | 16.7 | 25000 | 9.5 | 15700 | 1 | HRCU-A-CB |  |  | 176 | 499 | Yes
5541196 | Discontinued | Systems | SOFTSOUND SXT+ R410A HP | COMFORTMAKER | CCH924GKA2* |  | EA*4X36*14A* | *8MX*0451408** | 24400 | 13.2 | 16.5 | 25000 | 9 | 15500 | 1 | HRCU-A-CB |  |  | 175 | 527 | Yes
5541273 | Discontinued | Systems | SOFTSOUND SXT+ R410A HP | COMFORTMAKER | CCH924GKA2* |  | EA*4X36*14A* | *9MV*0401410A** | 24000 | 12.5 | 15.7 | 25000 | 8.5 | 15800 | 1 | HRCU-A-CB |  |  | 181 | 558 | Yes
5541329 | Discontinued | Systems | SOFTSOUND SXT+ R410A HP | COMFORTMAKER | CCH924GKA2* |  | EA*4X36*14A* | MV08**14C* | 24200 | 13.5 | 17 | 25000 | 9 | 15300 | 1 | HRCU-A-CB |  |  | 169 | 527 | Yes
5541065 | Discontinued | Systems | SOFTSOUND SXT+ R410A HP | COMFORTMAKER | CCH924GKA2* |  | EA*4X36*14A*+WALLCON | *8MV*0701412** | 25000 | 13.7 | 17 | 25000 | 9.5 | 15600 | 1 | HRCU-A-CB |  |  | 174 | 499 | Yes
5541197 | Discontinued | Systems | SOFTSOUND SXT+ R410A HP | COMFORTMAKER | CCH924GKA2* |  | EA*4X36*17A* | *8MX*0451408** | 24600 | 13.2 | 16.7 | 25000 | 9 | 15500 | 1 | HRCU-A-CB |  |  | 174 | 527 | Yes
5541274 | Discontinued | Systems | SOFTSOUND SXT+ R410A HP | COMFORTMAKER | CCH924GKA2* |  | EA*4X36*17A* | *9MV*0401410A** | 24200 | 12.5 | 15.7 | 25000 | 9 | 15800 | 1 | HRCU-A-CB |  |  | 183 | 527 | Yes
5541275 | Discontinued | Systems | SOFTSOUND SXT+ R410A HP | COMFORTMAKER | CCH924GKA2* |  | EA*4X36*17A* | *9MV*0601714A** | 24800 | 13.2 | 16.7 | 25000 | 9.2 | 15700 | 1 | HRCU-A-CB |  |  | 176 | 515 | Yes
5541276 | Discontinued | Systems | SOFTSOUND SXT+ R410A HP | COMFORTMAKER | CCH924GKA2* |  | EA*4X36*17A* | *9MV*0801716A** | 25000 | 13.5 | 16.7 | 25000 | 9.5 | 15700 | 1 | HRCU-A-CB |  |  | 177 | 499 | Yes
5541170 | Discontinued | Systems | SOFTSOUND SXT+ R410A HP | COMFORTMAKER | CCH924GKA2* |  | EA*4X36*17A* | *9MX*0601714A** | 25400 | 13.2 | 16.7 | 25000 | 9.5 | 16000 | 1 | HRCU-A-CB |  |  | 180 | 499 | Yes
5541330 | Discontinued | Systems | SOFTSOUND SXT+ R410A HP | COMFORTMAKER | CCH924GKA2* |  | EA*4X36*17A* | MV08**14C* | 24200 | 13.5 | 17 | 25000 | 9 | 15300 | 1 | HRCU-A-CB |  |  | 169 | 527 | Yes
5541331 | Discontinued | Systems | SOFTSOUND SXT+ R410A HP | COMFORTMAKER | CCH924GKA2* |  | EA*4X36*17A* | MV12**17C* | 24400 | 13.7 | 17 | 25000 | 9 | 15300 | 1 | HRCU-A-CB |  |  | 170 | 527 | Yes
5541211 | Discontinued | Systems | SOFTSOUND SXT+ R410A HP | COMFORTMAKER | CCH924GKA2* |  | EA*4X36*17A* | NOMV106D12* | 25000 | 13.5 | 16.5 | 25000 | 9 | 15600 | 1 | HRCU-A-CB |  |  | 179 | 527 | Yes
5691514 | Active | Systems | SOFTSOUND SXT+ R410A HP | COMFORTMAKER | CCH924GKA2* |  | EA*4X36*17A* | OLV098A12* | 24400 | 13.2 | 16 | 25000 | 8.5 | 15500 | 1 | HRCU-A-CB |  |  | 181 | 558 | Yes
5691415 | Active | Systems | SOFTSOUND SXT+ R410A HP | COMFORTMAKER | CCH924GKA2* |  | EA*4X36*17A* | OMV098J12* | 24400 | 13.2 | 16.7 | 25000 | 9 | 15500 | 1 | HRCU-A-CB |  |  | 173 | 527 | Yes
5541228 | Discontinued | Systems | SOFTSOUND SXT+ R410A HP | COMFORTMAKER | CCH924GKA2* |  | EA*4X36*17A* | OMV112K14A | 24400 | 13.5 | 17 | 25000 | 9 | 15300 | 1 | HRCU-A-CB |  |  | 170 | 527 | Yes
5541068 | Discontinued | Systems | SOFTSOUND SXT+ R410A HP | COMFORTMAKER | CCH924GKA2* |  | EA*4X36*17A*+WALLCON | *8MV*0701412** | 25000 | 13.7 | 17.2 | 25000 | 9.5 | 15600 | 1 | HRCU-A-CB |  |  | 172 | 499 | Yes
5541069 | Discontinued | Systems | SOFTSOUND SXT+ R410A HP | COMFORTMAKER | CCH924GKA2* |  | EA*4X36*17A*+WALLCON | *8MV*0901716** | 25000 | 13.7 | 17.5 | 25000 | 9.5 | 15600 | 1 | HRCU-A-CB |  |  | 169 | 499 | Yes
5541066 | Discontinued | Systems | SOFTSOUND SXT+ R410A HP | COMFORTMAKER | CCH924GKA2* |  | EA*4X36*17A*+WALLCON | *9MA*0601714A** | 24800 | 13.2 | 16.5 | 25000 | 9.5 | 15700 | 1 | HRCU-A-CB |  |  | 178 | 499 | Yes
5541067 | Discontinued | Systems | SOFTSOUND SXT+ R410A HP | COMFORTMAKER | CCH924GKA2* |  | EA*4X36*17A*+WALLCON | *9MA*0801714A** | 25000 | 13.5 | 16.7 | 25000 | 9.5 | 15700 | 1 | HRCU-A-CB |  |  | 177 | 499 | Yes
5541277 | Discontinued | Systems | SOFTSOUND SXT+ R410A HP | COMFORTMAKER | CCH924GKA2* |  | EA*4X36*21A* | *9MV*0601714A** | 24800 | 13.2 | 16.7 | 25000 | 9.5 | 15700 | 1 | HRCU-A-CB |  |  | 176 | 499 | Yes
5541278 | Discontinued | Systems | SOFTSOUND SXT+ R410A HP | COMFORTMAKER | CCH924GKA2* |  | EA*4X36*21A* | *9MV*0801716A** | 25000 | 13.5 | 17 | 25000 | 9.5 | 15700 | 1 | HRCU-A-CB |  |  | 174 | 499 | Yes
5541279 | Discontinued | Systems | SOFTSOUND SXT+ R410A HP | COMFORTMAKER | CCH924GKA2* |  | EA*4X36*21A* | *9MV*0802120A** | 25000 | 13.7 | 17.2 | 25000 | 9.5 | 15600 | 1 | HRCU-A-CB |  |  | 172 | 499 | Yes
5541280 | Discontinued | Systems | SOFTSOUND SXT+ R410A HP | COMFORTMAKER | CCH924GKA2* |  | EA*4X36*21A* | *9MV*1002120A** | 25200 | 13.7 | 17.2 | 25000 | 9.5 | 15700 | 1 | HRCU-A-CB |  |  | 173 | 499 | Yes
5541332 | Discontinued | Systems | SOFTSOUND SXT+ R410A HP | COMFORTMAKER | CCH924GKA2* |  | EA*4X36*21A* | MV12**17C* | 24400 | 13.7 | 17.2 | 25000 | 9 | 15300 | 1 | HRCU-A-CB |  |  | 168 | 527 | Yes
5541212 | Discontinued | Systems | SOFTSOUND SXT+ R410A HP | COMFORTMAKER | CCH924GKA2* |  | EA*4X36*21A* | NOMV106D12* | 25000 | 13.5 | 16.5 | 25000 | 9 | 15600 | 1 | HRCU-A-CB |  |  | 179 | 527 | Yes
5691519 | Active | Systems | SOFTSOUND SXT+ R410A HP | COMFORTMAKER | CCH924GKA2* |  | EA*4X36*21A* | OLV098A12* | 24400 | 13.2 | 16.2 | 25000 | 8.5 | 15400 | 1 | HRCU-A-CB |  |  | 178 | 558 | Yes
5691422 | Active | Systems | SOFTSOUND SXT+ R410A HP | COMFORTMAKER | CCH924GKA2* |  | EA*4X36*21A* | OMV098J12* | 24400 | 13.2 | 16.7 | 25000 | 9 | 15500 | 1 | HRCU-A-CB |  |  | 173 | 527 | Yes
5541230 | Discontinued | Systems | SOFTSOUND SXT+ R410A HP | COMFORTMAKER | CCH924GKA2* |  | EA*4X36*21A* | OMV112K14A | 24400 | 13.5 | 17 | 25000 | 9 | 15300 | 1 | HRCU-A-CB |  |  | 170 | 527 | Yes
5541075 | Discontinued | Systems | SOFTSOUND SXT+ R410A HP | COMFORTMAKER | CCH924GKA2* |  | EA*4X36*21A*+WALLCON | *8MV*0901716** | 25000 | 14 | 17.5 | 25000 | 9.5 | 15500 | 1 | HRCU-A-CB |  |  | 169 | 499 | Yes
5541076 | Discontinued | Systems | SOFTSOUND SXT+ R410A HP | COMFORTMAKER | CCH924GKA2* |  | EA*4X36*21A*+WALLCON | *8MV*1102120** | 25000 | 13.7 | 17.5 | 25000 | 9.5 | 15500 | 1 | HRCU-A-CB |  |  | 169 | 499 | Yes
5541070 | Discontinued | Systems | SOFTSOUND SXT+ R410A HP | COMFORTMAKER | CCH924GKA2* |  | EA*4X36*21A*+WALLCON | *9MA*0601714A** | 24800 | 13.5 | 16.7 | 25000 | 9.5 | 15700 | 1 | HRCU-A-CB |  |  | 176 | 499 | Yes
5541072 | Discontinued | Systems | SOFTSOUND SXT+ R410A HP | COMFORTMAKER | CCH924GKA2* |  | EA*4X36*21A*+WALLCON | *9MA*0602120A** | 25000 | 13.5 | 16.7 | 25000 | 9.5 | 15700 | 1 | HRCU-A-CB |  |  | 177 | 499 | Yes
5541071 | Discontinued | Systems | SOFTSOUND SXT+ R410A HP | COMFORTMAKER | CCH924GKA2* |  | EA*4X36*21A*+WALLCON | *9MA*0801714A** | 25000 | 13.5 | 17 | 25000 | 9.5 | 15600 | 1 | HRCU-A-CB |  |  | 174 | 499 | Yes
5541073 | Discontinued | Systems | SOFTSOUND SXT+ R410A HP | COMFORTMAKER | CCH924GKA2* |  | EA*4X36*21A*+WALLCON | *9MA*0802120A** | 25000 | 13.7 | 17.2 | 25000 | 9.5 | 15600 | 1 | HRCU-A-CB |  |  | 172 | 499 | Yes
5541074 | Discontinued | Systems | SOFTSOUND SXT+ R410A HP | COMFORTMAKER | CCH924GKA2* |  | EA*4X36*21A*+WALLCON | *9MA*1002122A** | 25000 | 13.7 | 17.2 | 25000 | 9.5 | 15600 | 1 | HRCU-A-CB |  |  | 172 | 499 | Yes
5541206 | Discontinued | Systems | SOFTSOUND SXT+ R410A HP | COMFORTMAKER | CCH924GKA2* |  | EHD4X24A** | *8MX*0451408** | 24200 | 13 | 16.2 | 25000 | 9 | 15500 | 1 | HRCU-A-CB |  |  | 177 | 527 | Yes
5541305 | Discontinued | Systems | SOFTSOUND SXT+ R410A HP | COMFORTMAKER | CCH924GKA2* |  | EHD4X24A** | *9MV*0401410A** | 23800 | 12.5 | 15.5 | 25000 | 8.5 | 15700 | 1 | HRCU-A-CB |  |  | 182 | 558 | Yes
5541306 | Discontinued | Systems | SOFTSOUND SXT+ R410A HP | COMFORTMAKER | CCH924GKA2* |  | EHD4X24A** | *9MV*0601714A** | 24800 | 13 | 16.2 | 25000 | 9 | 15900 | 1 | HRCU-A-CB |  |  | 181 | 527 | Yes
5541307 | Discontinued | Systems | SOFTSOUND SXT+ R410A HP | COMFORTMAKER | CCH924GKA2* |  | EHD4X24A** | *9MV*0801716A** | 24600 | 13.2 | 16.5 | 25000 | 9 | 15700 | 1 | HRCU-A-CB |  |  | 177 | 527 | Yes
5541308 | Discontinued | Systems | SOFTSOUND SXT+ R410A HP | COMFORTMAKER | CCH924GKA2* |  | EHD4X24A** | *9MV*0802120A** | 25000 | 13.2 | 16.7 | 25000 | 9.2 | 15800 | 1 | HRCU-A-CB |  |  | 177 | 515 | Yes
5541309 | Discontinued | Systems | SOFTSOUND SXT+ R410A HP | COMFORTMAKER | CCH924GKA2* |  | EHD4X24A** | *9MV*1002120A** | 24600 | 13.2 | 16.7 | 25000 | 9.2 | 15600 | 1 | HRCU-A-CB |  |  | 174 | 515 | Yes
5541310 | Discontinued | Systems | SOFTSOUND SXT+ R410A HP | COMFORTMAKER | CCH924GKA2* |  | EHD4X24A** | *9MV*1202422A** | 24600 | 13.2 | 16.7 | 25000 | 9.2 | 15600 | 1 | HRCU-A-CB |  |  | 174 | 515 | Yes
5541187 | Discontinued | Systems | SOFTSOUND SXT+ R410A HP | COMFORTMAKER | CCH924GKA2* |  | EHD4X24A** | *9MX*0601714A** | 25000 | 13 | 16.5 | 25000 | 9.2 | 16000 | 1 | HRCU-A-CB |  |  | 179 | 515 | Yes
5541348 | Discontinued | Systems | SOFTSOUND SXT+ R410A HP | COMFORTMAKER | CCH924GKA2* |  | EHD4X24A** | MV08**14C* | 24200 | 13.2 | 16.7 | 25000 | 9 | 15300 | 1 | HRCU-A-CB |  |  | 172 | 527 | Yes
5541349 | Discontinued | Systems | SOFTSOUND SXT+ R410A HP | COMFORTMAKER | CCH924GKA2* |  | EHD4X24A** | MV12**17C* | 24400 | 13.2 | 16.7 | 25000 | 9 | 15400 | 1 | HRCU-A-CB |  |  | 173 | 527 | Yes
5541220 | Discontinued | Systems | SOFTSOUND SXT+ R410A HP | COMFORTMAKER | CCH924GKA2* |  | EHD4X24A** | NOMV106D12* | 24800 | 13 | 16.2 | 25000 | 8.5 | 15800 | 1 | HRCU-A-CB |  |  | 181 | 558 | Yes
5691577 | Active | Systems | SOFTSOUND SXT+ R410A HP | COMFORTMAKER | CCH924GKA2* |  | EHD4X24A** | OLV098A12* | 24400 | 13 | 15.7 | 25000 | 8.5 | 15600 | 1 | HRCU-A-CB |  |  | 184 | 558 | Yes
5691476 | Active | Systems | SOFTSOUND SXT+ R410A HP | COMFORTMAKER | CCH924GKA2* |  | EHD4X24A** | OMV098J12* | 24400 | 13 | 16.2 | 25000 | 9 | 15600 | 1 | HRCU-A-CB |  |  | 178 | 527 | Yes
5541246 | Discontinued | Systems | SOFTSOUND SXT+ R410A HP | COMFORTMAKER | CCH924GKA2* |  | EHD4X24A** | OMV112K14A | 24200 | 13.2 | 16.5 | 25000 | 9 | 15400 | 1 | HRCU-A-CB |  |  | 174 | 527 | Yes
5541116 | Discontinued | Systems | SOFTSOUND SXT+ R410A HP | COMFORTMAKER | CCH924GKA2* |  | EHD4X24A**+WALLCON | *8MV*0701412** | 25000 | 13.5 | 17 | 25000 | 9.5 | 15700 | 1 | HRCU-A-CB |  |  | 174 | 499 | Yes
5541117 | Discontinued | Systems | SOFTSOUND SXT+ R410A HP | COMFORTMAKER | CCH924GKA2* |  | EHD4X24A**+WALLCON | *8MV*0901716** | 25000 | 13.5 | 17 | 25000 | 9.5 | 15700 | 1 | HRCU-A-CB |  |  | 174 | 499 | Yes
5541118 | Discontinued | Systems | SOFTSOUND SXT+ R410A HP | COMFORTMAKER | CCH924GKA2* |  | EHD4X24A**+WALLCON | *8MV*1102120** | 25000 | 13.5 | 16.7 | 25000 | 9.5 | 15700 | 1 | HRCU-A-CB |  |  | 177 | 499 | Yes
5541119 | Discontinued | Systems | SOFTSOUND SXT+ R410A HP | COMFORTMAKER | CCH924GKA2* |  | EHD4X24A**+WALLCON | *8MV*1352422** | 25000 | 13.5 | 17 | 25000 | 9.5 | 15700 | 1 | HRCU-A-CB |  |  | 174 | 499 | Yes
5541110 | Discontinued | Systems | SOFTSOUND SXT+ R410A HP | COMFORTMAKER | CCH924GKA2* |  | EHD4X24A**+WALLCON | *9MA*0601714A** | 24800 | 13 | 16 | 25000 | 9.2 | 15900 | 1 | HRCU-A-CB |  |  | 184 | 515 | Yes
5541112 | Discontinued | Systems | SOFTSOUND SXT+ R410A HP | COMFORTMAKER | CCH924GKA2* |  | EHD4X24A**+WALLCON | *9MA*0602120A** | 24800 | 13.2 | 16.2 | 25000 | 9.2 | 15800 | 1 | HRCU-A-CB |  |  | 181 | 515 | Yes
5541111 | Discontinued | Systems | SOFTSOUND SXT+ R410A HP | COMFORTMAKER | CCH924GKA2* |  | EHD4X24A**+WALLCON | *9MA*0801714A** | 24800 | 13.2 | 16.2 | 25000 | 9.5 | 15800 | 1 | HRCU-A-CB |  |  | 181 | 499 | Yes
5541113 | Discontinued | Systems | SOFTSOUND SXT+ R410A HP | COMFORTMAKER | CCH924GKA2* |  | EHD4X24A**+WALLCON | *9MA*0802120A** | 25000 | 13.2 | 16.5 | 25000 | 9.5 | 15800 | 1 | HRCU-A-CB |  |  | 179 | 499 | Yes
5541114 | Discontinued | Systems | SOFTSOUND SXT+ R410A HP | COMFORTMAKER | CCH924GKA2* |  | EHD4X24A**+WALLCON | *9MA*1002122A** | 25000 | 13.2 | 16.7 | 25000 | 9.5 | 15700 | 1 | HRCU-A-CB |  |  | 177 | 499 | Yes
5541115 | Discontinued | Systems | SOFTSOUND SXT+ R410A HP | COMFORTMAKER | CCH924GKA2* |  | EHD4X24A**+WALLCON | *9MA*1202422A** | 24800 | 13.2 | 16.5 | 25000 | 9.5 | 15800 | 1 | HRCU-A-CB |  |  | 178 | 499 | Yes
5541207 | Discontinued | Systems | SOFTSOUND SXT+ R410A HP | COMFORTMAKER | CCH924GKA2* |  | EHD4X30A** | *8MX*0451408** | 24400 | 13.2 | 16.5 | 25000 | 9 | 15500 | 1 | HRCU-A-CB |  |  | 175 | 527 | Yes
5541311 | Discontinued | Systems | SOFTSOUND SXT+ R410A HP | COMFORTMAKER | CCH924GKA2* |  | EHD4X30A** | *9MV*0401410A** | 24000 | 12.5 | 15.7 | 25000 | 8.5 | 15800 | 1 | HRCU-A-CB |  |  | 181 | 558 | Yes
5541312 | Discontinued | Systems | SOFTSOUND SXT+ R410A HP | COMFORTMAKER | CCH924GKA2* |  | EHD4X30A** | *9MV*0601714A** | 24600 | 13.2 | 16.5 | 25000 | 9 | 15700 | 1 | HRCU-A-CB |  |  | 177 | 527 | Yes
5541313 | Discontinued | Systems | SOFTSOUND SXT+ R410A HP | COMFORTMAKER | CCH924GKA2* |  | EHD4X30A** | *9MV*0801716A** | 24800 | 13.2 | 16.7 | 25000 | 9.2 | 15700 | 1 | HRCU-A-CB |  |  | 176 | 515 | Yes
5541314 | Discontinued | Systems | SOFTSOUND SXT+ R410A HP | COMFORTMAKER | CCH924GKA2* |  | EHD4X30A** | *9MV*0802120A** | 24200 | 13.5 | 16.7 | 25000 | 9.2 | 15400 | 1 | HRCU-A-CB |  |  | 172 | 515 | Yes
5541315 | Discontinued | Systems | SOFTSOUND SXT+ R410A HP | COMFORTMAKER | CCH924GKA2* |  | EHD4X30A** | *9MV*1002120A** | 25000 | 13.5 | 17 | 25000 | 9.5 | 15700 | 1 | HRCU-A-CB |  |  | 174 | 499 | Yes
5541316 | Discontinued | Systems | SOFTSOUND SXT+ R410A HP | COMFORTMAKER | CCH924GKA2* |  | EHD4X30A** | *9MV*1202422A** | 25000 | 13.7 | 17 | 25000 | 9.5 | 15400 | 1 | HRCU-A-CB |  |  | 174 | 499 | Yes
5541189 | Discontinued | Systems | SOFTSOUND SXT+ R410A HP | COMFORTMAKER | CCH924GKA2* |  | EHD4X30A** | *9MX*0601714A** | 25400 | 13.2 | 17 | 25000 | 9.5 | 16000 | 1 | HRCU-A-CB |  |  | 177 | 499 | Yes
5541350 | Discontinued | Systems | SOFTSOUND SXT+ R410A HP | COMFORTMAKER | CCH924GKA2* |  | EHD4X30A** | MV08**14C* | 24200 | 13.5 | 16.7 | 25000 | 9 | 15300 | 1 | HRCU-A-CB |  |  | 172 | 527 | Yes
5541351 | Discontinued | Systems | SOFTSOUND SXT+ R410A HP | COMFORTMAKER | CCH924GKA2* |  | EHD4X30A** | MV12**17C* | 24400 | 13.5 | 17 | 25000 | 9 | 15400 | 1 | HRCU-A-CB |  |  | 170 | 527 | Yes
5541221 | Discontinued | Systems | SOFTSOUND SXT+ R410A HP | COMFORTMAKER | CCH924GKA2* |  | EHD4X30A** | NOMV106D12* | 25000 | 13.2 | 16.5 | 25000 | 8.5 | 15700 | 1 | HRCU-A-CB |  |  | 179 | 558 | Yes
5691586 | Active | Systems | SOFTSOUND SXT+ R410A HP | COMFORTMAKER | CCH924GKA2* |  | EHD4X30A** | OLV098A12* | 24400 | 13.2 | 16 | 25000 | 8.5 | 15500 | 1 | HRCU-A-CB |  |  | 181 | 558 | Yes
5691483 | Active | Systems | SOFTSOUND SXT+ R410A HP | COMFORTMAKER | CCH924GKA2* |  | EHD4X30A** | OMV098J12* | 24400 | 13.2 | 16.7 | 25000 | 9 | 15600 | 1 | HRCU-A-CB |  |  | 173 | 527 | Yes
5541248 | Discontinued | Systems | SOFTSOUND SXT+ R410A HP | COMFORTMAKER | CCH924GKA2* |  | EHD4X30A** | OMV112K14A | 24400 | 13.5 | 16.7 | 25000 | 9 | 15400 | 1 | HRCU-A-CB |  |  | 173 | 527 | Yes
5541126 | Discontinued | Systems | SOFTSOUND SXT+ R410A HP | COMFORTMAKER | CCH924GKA2* |  | EHD4X30A**+WALLCON | *8MV*0701412** | 25000 | 13.7 | 17.2 | 25000 | 9.5 | 15700 | 1 | HRCU-A-CB |  |  | 172 | 499 | Yes
5541127 | Discontinued | Systems | SOFTSOUND SXT+ R410A HP | COMFORTMAKER | CCH924GKA2* |  | EHD4X30A**+WALLCON | *8MV*0901716** | 25000 | 13.7 | 17.2 | 25000 | 9.5 | 15600 | 1 | HRCU-A-CB |  |  | 172 | 499 | Yes
5541128 | Discontinued | Systems | SOFTSOUND SXT+ R410A HP | COMFORTMAKER | CCH924GKA2* |  | EHD4X30A**+WALLCON | *8MV*1102120** | 25000 | 13.7 | 17.2 | 25000 | 9.5 | 15700 | 1 | HRCU-A-CB |  |  | 172 | 499 | Yes
5541129 | Discontinued | Systems | SOFTSOUND SXT+ R410A HP | COMFORTMAKER | CCH924GKA2* |  | EHD4X30A**+WALLCON | *8MV*1352422** | 25000 | 13.7 | 17.2 | 25000 | 9.5 | 15600 | 1 | HRCU-A-CB |  |  | 172 | 499 | Yes
5541120 | Discontinued | Systems | SOFTSOUND SXT+ R410A HP | COMFORTMAKER | CCH924GKA2* |  | EHD4X30A**+WALLCON | *9MA*0601714A** | 25000 | 13.2 | 16.5 | 25000 | 9.5 | 15800 | 1 | HRCU-A-CB |  |  | 179 | 499 | Yes
5541122 | Discontinued | Systems | SOFTSOUND SXT+ R410A HP | COMFORTMAKER | CCH924GKA2* |  | EHD4X30A**+WALLCON | *9MA*0602120A** | 25000 | 13.2 | 16.7 | 25000 | 9.5 | 15800 | 1 | HRCU-A-CB |  |  | 177 | 499 | Yes
5541121 | Discontinued | Systems | SOFTSOUND SXT+ R410A HP | COMFORTMAKER | CCH924GKA2* |  | EHD4X30A**+WALLCON | *9MA*0801714A** | 25000 | 13.2 | 16.7 | 25000 | 9.5 | 15800 | 1 | HRCU-A-CB |  |  | 177 | 499 | Yes
5541123 | Discontinued | Systems | SOFTSOUND SXT+ R410A HP | COMFORTMAKER | CCH924GKA2* |  | EHD4X30A**+WALLCON | *9MA*0802120A** | 25000 | 13.5 | 17 | 25000 | 9.5 | 15700 | 1 | HRCU-A-CB |  |  | 174 | 499 | Yes
5541124 | Discontinued | Systems | SOFTSOUND SXT+ R410A HP | COMFORTMAKER | CCH924GKA2* |  | EHD4X30A**+WALLCON | *9MA*1002122A** | 25000 | 13.5 | 17 | 25000 | 9.5 | 15700 | 1 | HRCU-A-CB |  |  | 174 | 499 | Yes
5541125 | Discontinued | Systems | SOFTSOUND SXT+ R410A HP | COMFORTMAKER | CCH924GKA2* |  | EHD4X30A**+WALLCON | *9MA*1202422A** | 25000 | 13.5 | 16.7 | 25000 | 9.5 | 15700 | 1 | HRCU-A-CB |  |  | 177 | 499 | Yes
5541208 | Discontinued | Systems | SOFTSOUND SXT+ R410A HP | COMFORTMAKER | CCH924GKA2* |  | EHD4X36A** | *8MX*0451408** | 24600 | 13.2 | 16.7 | 25000 | 9 | 15600 | 1 | HRCU-A-CB |  |  | 174 | 527 | Yes
5541317 | Discontinued | Systems | SOFTSOUND SXT+ R410A HP | COMFORTMAKER | CCH924GKA2* |  | EHD4X36A** | *9MV*0401410A** | 24200 | 12.5 | 15.7 | 25000 | 9 | 15800 | 1 | HRCU-A-CB |  |  | 183 | 527 | Yes
5541318 | Discontinued | Systems | SOFTSOUND SXT+ R410A HP | COMFORTMAKER | CCH924GKA2* |  | EHD4X36A** | *9MV*0601714A** | 24800 | 13.2 | 16.7 | 25000 | 9.5 | 15800 | 1 | HRCU-A-CB |  |  | 176 | 499 | Yes
5541319 | Discontinued | Systems | SOFTSOUND SXT+ R410A HP | COMFORTMAKER | CCH924GKA2* |  | EHD4X36A** | *9MV*0801716A** | 25000 | 13.5 | 16.7 | 25000 | 9.5 | 15700 | 1 | HRCU-A-CB |  |  | 177 | 499 | Yes
5541320 | Discontinued | Systems | SOFTSOUND SXT+ R410A HP | COMFORTMAKER | CCH924GKA2* |  | EHD4X36A** | *9MV*0802120A** | 24600 | 13.7 | 17 | 25000 | 9.5 | 15500 | 1 | HRCU-A-CB |  |  | 171 | 499 | Yes
5541321 | Discontinued | Systems | SOFTSOUND SXT+ R410A HP | COMFORTMAKER | CCH924GKA2* |  | EHD4X36A** | *9MV*1002120A** | 25000 | 13.7 | 17.2 | 25000 | 9.5 | 15600 | 1 | HRCU-A-CB |  |  | 172 | 499 | Yes
5541322 | Discontinued | Systems | SOFTSOUND SXT+ R410A HP | COMFORTMAKER | CCH924GKA2* |  | EHD4X36A** | *9MV*1202422A** | 24800 | 13.7 | 17 | 25000 | 9.5 | 15500 | 1 | HRCU-A-CB |  |  | 173 | 499 | Yes
5541191 | Discontinued | Systems | SOFTSOUND SXT+ R410A HP | COMFORTMAKER | CCH924GKA2* |  | EHD4X36A** | *9MX*0601714A** | 25600 | 13.2 | 17 | 25000 | 9.5 | 16100 | 1 | HRCU-A-CB |  |  | 178 | 499 | Yes
5541352 | Discontinued | Systems | SOFTSOUND SXT+ R410A HP | COMFORTMAKER | CCH924GKA2* |  | EHD4X36A** | MV08**14C* | 24200 | 13.5 | 16.7 | 25000 | 9 | 15300 | 1 | HRCU-A-CB |  |  | 172 | 527 | Yes
5541353 | Discontinued | Systems | SOFTSOUND SXT+ R410A HP | COMFORTMAKER | CCH924GKA2* |  | EHD4X36A** | MV12**17C* | 24400 | 13.7 | 17 | 25000 | 9 | 15400 | 1 | HRCU-A-CB |  |  | 170 | 527 | Yes
5541222 | Discontinued | Systems | SOFTSOUND SXT+ R410A HP | COMFORTMAKER | CCH924GKA2* |  | EHD4X36A** | NOMV106D12* | 25000 | 13.5 | 16.5 | 25000 | 9 | 15700 | 1 | HRCU-A-CB |  |  | 179 | 527 | Yes
5691594 | Active | Systems | SOFTSOUND SXT+ R410A HP | COMFORTMAKER | CCH924GKA2* |  | EHD4X36A** | OLV098A12* | 24600 | 13.2 | 16 | 25000 | 8.5 | 15500 | 1 | HRCU-A-CB |  |  | 182 | 558 | Yes
5691493 | Active | Systems | SOFTSOUND SXT+ R410A HP | COMFORTMAKER | CCH924GKA2* |  | EHD4X36A** | OMV098J12* | 24600 | 13.2 | 16.7 | 25000 | 9 | 15600 | 1 | HRCU-A-CB |  |  | 174 | 527 | Yes
5541250 | Discontinued | Systems | SOFTSOUND SXT+ R410A HP | COMFORTMAKER | CCH924GKA2* |  | EHD4X36A** | OMV112K14A | 24400 | 13.5 | 17 | 25000 | 9.2 | 15400 | 1 | HRCU-A-CB |  |  | 170 | 515 | Yes
5541136 | Discontinued | Systems | SOFTSOUND SXT+ R410A HP | COMFORTMAKER | CCH924GKA2* |  | EHD4X36A**+WALLCON | *8MV*0701412** | 25200 | 13.7 | 17.2 | 25000 | 9.5 | 15700 | 1 | HRCU-A-CB |  |  | 173 | 499 | Yes
5541137 | Discontinued | Systems | SOFTSOUND SXT+ R410A HP | COMFORTMAKER | CCH924GKA2* |  | EHD4X36A**+WALLCON | *8MV*0901716** | 25200 | 13.7 | 17.5 | 25000 | 9.7 | 15600 | 1 | HRCU-A-CB |  |  | 170 | 489 | Yes
5541138 | Discontinued | Systems | SOFTSOUND SXT+ R410A HP | COMFORTMAKER | CCH924GKA2* |  | EHD4X36A**+WALLCON | *8MV*1102120** | 25200 | 13.7 | 17.2 | 25000 | 9.5 | 15600 | 1 | HRCU-A-CB |  |  | 173 | 499 | Yes
5541139 | Discontinued | Systems | SOFTSOUND SXT+ R410A HP | COMFORTMAKER | CCH924GKA2* |  | EHD4X36A**+WALLCON | *8MV*1352422** | 25200 | 14 | 17.5 | 25000 | 9.7 | 15600 | 1 | HRCU-A-CB |  |  | 170 | 489 | Yes
5541130 | Discontinued | Systems | SOFTSOUND SXT+ R410A HP | COMFORTMAKER | CCH924GKA2* |  | EHD4X36A**+WALLCON | *9MA*0601714A** | 25000 | 13.2 | 16.5 | 25000 | 9.5 | 15800 | 1 | HRCU-A-CB |  |  | 179 | 499 | Yes
5541132 | Discontinued | Systems | SOFTSOUND SXT+ R410A HP | COMFORTMAKER | CCH924GKA2* |  | EHD4X36A**+WALLCON | *9MA*0602120A** | 25000 | 13.5 | 17 | 25000 | 9.5 | 15800 | 1 | HRCU-A-CB |  |  | 174 | 499 | Yes
5541131 | Discontinued | Systems | SOFTSOUND SXT+ R410A HP | COMFORTMAKER | CCH924GKA2* |  | EHD4X36A**+WALLCON | *9MA*0801714A** | 25000 | 13.5 | 17 | 25000 | 9.5 | 15700 | 1 | HRCU-A-CB |  |  | 174 | 499 | Yes
5541133 | Discontinued | Systems | SOFTSOUND SXT+ R410A HP | COMFORTMAKER | CCH924GKA2* |  | EHD4X36A**+WALLCON | *9MA*0802120A** | 25000 | 13.7 | 17.2 | 25000 | 9.5 | 15700 | 1 | HRCU-A-CB |  |  | 172 | 499 | Yes
5541134 | Discontinued | Systems | SOFTSOUND SXT+ R410A HP | COMFORTMAKER | CCH924GKA2* |  | EHD4X36A**+WALLCON | *9MA*1002122A** | 25200 | 13.7 | 17.2 | 25000 | 9.5 | 15700 | 1 | HRCU-A-CB |  |  | 173 | 499 | Yes
5541135 | Discontinued | Systems | SOFTSOUND SXT+ R410A HP | COMFORTMAKER | CCH924GKA2* |  | EHD4X36A**+WALLCON | *9MA*1202422A** | 25000 | 13.7 | 17 | 25000 | 9.5 | 15700 | 1 | HRCU-A-CB |  |  | 174 | 499 | Yes
5541198 | Discontinued | Systems | SOFTSOUND SXT+ R410A HP | COMFORTMAKER | CCH924GKA2* |  | EN(A,D)4X24*14** | *8MX*0451408** | 24200 | 13 | 16.2 | 25000 | 9 | 15500 | 1 | HRCU-A-CB |  |  | 177 | 527 | Yes
5541281 | Discontinued | Systems | SOFTSOUND SXT+ R410A HP | COMFORTMAKER | CCH924GKA2* |  | EN(A,D)4X24*14** | *9MV*0401410A** | 23800 | 12.5 | 15.7 | 25000 | 8.5 | 15700 | 1 | HRCU-A-CB |  |  | 179 | 558 | Yes
5541333 | Discontinued | Systems | SOFTSOUND SXT+ R410A HP | COMFORTMAKER | CCH924GKA2* |  | EN(A,D)4X24*14** | MV08**14C* | 24000 | 13.2 | 16.7 | 25000 | 9 | 15300 | 1 | HRCU-A-CB |  |  | 170 | 527 | Yes
5541077 | Discontinued | Systems | SOFTSOUND SXT+ R410A HP | COMFORTMAKER | CCH924GKA2* |  | EN(A,D)4X24*14**+WALLCON | *8MV*0701412** | 24800 | 13.5 | 17 | 25000 | 9.5 | 15700 | 1 | HRCU-A-CB |  |  | 173 | 499 | Yes
5541199 | Discontinued | Systems | SOFTSOUND SXT+ R410A HP | COMFORTMAKER | CCH924GKA2* |  | EN(A,D)4X24*17** | *8MX*0451408** | 24200 | 13 | 16.2 | 25000 | 9 | 15500 | 1 | HRCU-A-CB |  |  | 177 | 527 | Yes
5541282 | Discontinued | Systems | SOFTSOUND SXT+ R410A HP | COMFORTMAKER | CCH924GKA2* |  | EN(A,D)4X24*17** | *9MV*0401410A** | 23800 | 12.5 | 15.7 | 25000 | 8.5 | 15700 | 1 | HRCU-A-CB |  |  | 179 | 558 | Yes
5541283 | Discontinued | Systems | SOFTSOUND SXT+ R410A HP | COMFORTMAKER | CCH924GKA2* |  | EN(A,D)4X24*17** | *9MV*0601714A** | 24400 | 13 | 16.5 | 25000 | 9 | 15600 | 1 | HRCU-A-CB |  |  | 175 | 527 | Yes
5541284 | Discontinued | Systems | SOFTSOUND SXT+ R410A HP | COMFORTMAKER | CCH924GKA2* |  | EN(A,D)4X24*17** | *9MV*0801716A** | 24600 | 13.2 | 16.5 | 25000 | 9 | 15600 | 1 | HRCU-A-CB |  |  | 177 | 527 | Yes
5541173 | Discontinued | Systems | SOFTSOUND SXT+ R410A HP | COMFORTMAKER | CCH924GKA2* |  | EN(A,D)4X24*17** | *9MX*0601714A** | 25000 | 13 | 16.5 | 25000 | 9 | 16000 | 1 | HRCU-A-CB |  |  | 179 | 527 | Yes
5541334 | Discontinued | Systems | SOFTSOUND SXT+ R410A HP | COMFORTMAKER | CCH924GKA2* |  | EN(A,D)4X24*17** | MV08**14C* | 24000 | 13.2 | 16.7 | 25000 | 9 | 15300 | 1 | HRCU-A-CB |  |  | 170 | 527 | Yes
5541335 | Discontinued | Systems | SOFTSOUND SXT+ R410A HP | COMFORTMAKER | CCH924GKA2* |  | EN(A,D)4X24*17** | MV12**17C* | 24200 | 13.2 | 17 | 25000 | 9 | 15400 | 1 | HRCU-A-CB |  |  | 169 | 527 | Yes
5541213 | Discontinued | Systems | SOFTSOUND SXT+ R410A HP | COMFORTMAKER | CCH924GKA2* |  | EN(A,D)4X24*17** | NOMV106D12* | 24800 | 13 | 16.2 | 25000 | 8.5 | 15800 | 1 | HRCU-A-CB |  |  | 181 | 558 | Yes
5691528 | Active | Systems | SOFTSOUND SXT+ R410A HP | COMFORTMAKER | CCH924GKA2* |  | EN(A,D)4X24*17** | OLV098A12* | 24400 | 13 | 16 | 25000 | 8.5 | 15500 | 1 | HRCU-A-CB |  |  | 181 | 558 | Yes
5691427 | Active | Systems | SOFTSOUND SXT+ R410A HP | COMFORTMAKER | CCH924GKA2* |  | EN(A,D)4X24*17** | OMV098J12* | 24400 | 13 | 16.5 | 25000 | 9 | 15600 | 1 | HRCU-A-CB |  |  | 175 | 527 | Yes
5541232 | Discontinued | Systems | SOFTSOUND SXT+ R410A HP | COMFORTMAKER | CCH924GKA2* |  | EN(A,D)4X24*17** | OMV112K14A | 24200 | 13.2 | 16.7 | 25000 | 9 | 15400 | 1 | HRCU-A-CB |  |  | 172 | 527 | Yes
5541080 | Discontinued | Systems | SOFTSOUND SXT+ R410A HP | COMFORTMAKER | CCH924GKA2* |  | EN(A,D)4X24*17**+WALLCON | *8MV*0701412** | 24800 | 13.5 | 17 | 25000 | 9.5 | 15700 | 1 | HRCU-A-CB |  |  | 173 | 499 | Yes
5541081 | Discontinued | Systems | SOFTSOUND SXT+ R410A HP | COMFORTMAKER | CCH924GKA2* |  | EN(A,D)4X24*17**+WALLCON | *8MV*0901716** | 25000 | 13.5 | 17.2 | 25000 | 9.5 | 15600 | 1 | HRCU-A-CB |  |  | 172 | 499 | Yes
5541078 | Discontinued | Systems | SOFTSOUND SXT+ R410A HP | COMFORTMAKER | CCH924GKA2* |  | EN(A,D)4X24*17**+WALLCON | *9MA*0601714A** | 24800 | 13 | 16.2 | 25000 | 9 | 15800 | 1 | HRCU-A-CB |  |  | 181 | 527 | Yes
5541079 | Discontinued | Systems | SOFTSOUND SXT+ R410A HP | COMFORTMAKER | CCH924GKA2* |  | EN(A,D)4X24*17**+WALLCON | *9MA*0801714A** | 24800 | 13.2 | 16.5 | 25000 | 9.2 | 15800 | 1 | HRCU-A-CB |  |  | 178 | 515 | Yes
5541200 | Discontinued | Systems | SOFTSOUND SXT+ R410A HP | COMFORTMAKER | CCH924GKA2* |  | EN(A,D)4X30*14** | *8MX*0451408** | 24200 | 13.2 | 16.2 | 25000 | 9 | 15500 | 1 | HRCU-A-CB |  |  | 177 | 527 | Yes
5541285 | Discontinued | Systems | SOFTSOUND SXT+ R410A HP | COMFORTMAKER | CCH924GKA2* |  | EN(A,D)4X30*14** | *9MV*0401410A** | 23800 | 12.5 | 15.7 | 25000 | 8.5 | 15700 | 1 | HRCU-A-CB |  |  | 179 | 558 | Yes
5541336 | Discontinued | Systems | SOFTSOUND SXT+ R410A HP | COMFORTMAKER | CCH924GKA2* |  | EN(A,D)4X30*14** | MV08**14C* | 24200 | 13.2 | 16.7 | 25000 | 9 | 15300 | 1 | HRCU-A-CB |  |  | 172 | 527 | Yes
5541082 | Discontinued | Systems | SOFTSOUND SXT+ R410A HP | COMFORTMAKER | CCH924GKA2* |  | EN(A,D)4X30*14**+WALLCON | *8MV*0701412** | 24800 | 13.5 | 17 | 25000 | 9.5 | 15700 | 1 | HRCU-A-CB |  |  | 173 | 499 | Yes
5541201 | Discontinued | Systems | SOFTSOUND SXT+ R410A HP | COMFORTMAKER | CCH924GKA2* |  | EN(A,D)4X30*17** | *8MX*0451408** | 24400 | 13.2 | 16.5 | 25000 | 9 | 15500 | 1 | HRCU-A-CB |  |  | 175 | 527 | Yes
5541286 | Discontinued | Systems | SOFTSOUND SXT+ R410A HP | COMFORTMAKER | CCH924GKA2* |  | EN(A,D)4X30*17** | *9MV*0401410A** | 24000 | 12.5 | 15.7 | 25000 | 9 | 15700 | 1 | HRCU-A-CB |  |  | 181 | 527 | Yes
5541287 | Discontinued | Systems | SOFTSOUND SXT+ R410A HP | COMFORTMAKER | CCH924GKA2* |  | EN(A,D)4X30*17** | *9MV*0601714A** | 24600 | 13.2 | 16.5 | 25000 | 9.2 | 15700 | 1 | HRCU-A-CB |  |  | 177 | 515 | Yes
5541288 | Discontinued | Systems | SOFTSOUND SXT+ R410A HP | COMFORTMAKER | CCH924GKA2* |  | EN(A,D)4X30*17** | *9MV*0801716A** | 24800 | 13.2 | 16.7 | 25000 | 9.5 | 15700 | 1 | HRCU-A-CB |  |  | 176 | 499 | Yes
5541176 | Discontinued | Systems | SOFTSOUND SXT+ R410A HP | COMFORTMAKER | CCH924GKA2* |  | EN(A,D)4X30*17** | *9MX*0601714A** | 25200 | 13 | 16.7 | 25000 | 9.5 | 16000 | 1 | HRCU-A-CB |  |  | 179 | 499 | Yes
5541337 | Discontinued | Systems | SOFTSOUND SXT+ R410A HP | COMFORTMAKER | CCH924GKA2* |  | EN(A,D)4X30*17** | MV08**14C* | 24200 | 13.5 | 17 | 25000 | 9 | 15300 | 1 | HRCU-A-CB |  |  | 169 | 527 | Yes
5541338 | Discontinued | Systems | SOFTSOUND SXT+ R410A HP | COMFORTMAKER | CCH924GKA2* |  | EN(A,D)4X30*17** | MV12**17C* | 24400 | 13.5 | 17 | 25000 | 9 | 15300 | 1 | HRCU-A-CB |  |  | 170 | 527 | Yes
5541214 | Discontinued | Systems | SOFTSOUND SXT+ R410A HP | COMFORTMAKER | CCH924GKA2* |  | EN(A,D)4X30*17** | NOMV106D12* | 24800 | 13.2 | 16.5 | 25000 | 9 | 15700 | 1 | HRCU-A-CB |  |  | 178 | 527 | Yes
5691536 | Active | Systems | SOFTSOUND SXT+ R410A HP | COMFORTMAKER | CCH924GKA2* |  | EN(A,D)4X30*17** | OLV098A12* | 24400 | 13.2 | 16 | 25000 | 8.5 | 15500 | 1 | HRCU-A-CB |  |  | 181 | 558 | Yes
5691440 | Active | Systems | SOFTSOUND SXT+ R410A HP | COMFORTMAKER | CCH924GKA2* |  | EN(A,D)4X30*17** | OMV098J12* | 24400 | 13.2 | 16.7 | 25000 | 9 | 15500 | 1 | HRCU-A-CB |  |  | 173 | 527 | Yes
5541234 | Discontinued | Systems | SOFTSOUND SXT+ R410A HP | COMFORTMAKER | CCH924GKA2* |  | EN(A,D)4X30*17** | OMV112K14A | 24200 | 13.5 | 16.7 | 25000 | 9 | 15300 | 1 | HRCU-A-CB |  |  | 172 | 527 | Yes
5541085 | Discontinued | Systems | SOFTSOUND SXT+ R410A HP | COMFORTMAKER | CCH924GKA2* |  | EN(A,D)4X30*17**+WALLCON | *8MV*0701412** | 25000 | 13.7 | 17 | 25000 | 9.5 | 15600 | 1 | HRCU-A-CB |  |  | 174 | 499 | Yes
5541086 | Discontinued | Systems | SOFTSOUND SXT+ R410A HP | COMFORTMAKER | CCH924GKA2* |  | EN(A,D)4X30*17**+WALLCON | *8MV*0901716** | 25000 | 13.7 | 17.2 | 25000 | 9.5 | 15600 | 1 | HRCU-A-CB |  |  | 172 | 499 | Yes
5541083 | Discontinued | Systems | SOFTSOUND SXT+ R410A HP | COMFORTMAKER | CCH924GKA2* |  | EN(A,D)4X30*17**+WALLCON | *9MA*0601714A** | 24800 | 13.2 | 16.5 | 25000 | 9.5 | 15800 | 1 | HRCU-A-CB |  |  | 178 | 499 | Yes
5541084 | Discontinued | Systems | SOFTSOUND SXT+ R410A HP | COMFORTMAKER | CCH924GKA2* |  | EN(A,D)4X30*17**+WALLCON | *9MA*0801714A** | 24800 | 13.5 | 16.7 | 25000 | 9.5 | 15700 | 1 | HRCU-A-CB |  |  | 176 | 499 | Yes
5541292 | Discontinued | Systems | SOFTSOUND SXT+ R410A HP | COMFORTMAKER | CCH924GKA2* |  | EN(A,D)4X36*21** | *9MV*0601714A** | 24600 | 13.2 | 16.5 | 25000 | 9.2 | 15700 | 1 | HRCU-A-CB |  |  | 177 | 515 | Yes
5541293 | Discontinued | Systems | SOFTSOUND SXT+ R410A HP | COMFORTMAKER | CCH924GKA2* |  | EN(A,D)4X36*21** | *9MV*0801716A** | 24800 | 13.2 | 16.7 | 25000 | 9.5 | 15700 | 1 | HRCU-A-CB |  |  | 176 | 499 | Yes
5541294 | Discontinued | Systems | SOFTSOUND SXT+ R410A HP | COMFORTMAKER | CCH924GKA2* |  | EN(A,D)4X36*21** | *9MV*0802120A** | 24400 | 13.5 | 17 | 25000 | 9.5 | 15400 | 1 | HRCU-A-CB |  |  | 170 | 499 | Yes
5541295 | Discontinued | Systems | SOFTSOUND SXT+ R410A HP | COMFORTMAKER | CCH924GKA2* |  | EN(A,D)4X36*21** | *9MV*1002120A** | 24800 | 13.5 | 17 | 25000 | 9.5 | 15600 | 1 | HRCU-A-CB |  |  | 173 | 499 | Yes
5541179 | Discontinued | Systems | SOFTSOUND SXT+ R410A HP | COMFORTMAKER | CCH924GKA2* |  | EN(A,D)4X36*21** | *9MX*0601714A** | 25200 | 13.2 | 16.7 | 25000 | 9.5 | 16000 | 1 | HRCU-A-CB |  |  | 179 | 499 | Yes
5541341 | Discontinued | Systems | SOFTSOUND SXT+ R410A HP | COMFORTMAKER | CCH924GKA2* |  | EN(A,D)4X36*21** | MV12**17C* | 24400 | 13.5 | 17 | 25000 | 9 | 15300 | 1 | HRCU-A-CB |  |  | 170 | 527 | Yes
5541216 | Discontinued | Systems | SOFTSOUND SXT+ R410A HP | COMFORTMAKER | CCH924GKA2* |  | EN(A,D)4X36*21** | NOMV106D12* | 24800 | 13.2 | 16.5 | 25000 | 9 | 15600 | 1 | HRCU-A-CB |  |  | 178 | 527 | Yes
5691550 | Active | Systems | SOFTSOUND SXT+ R410A HP | COMFORTMAKER | CCH924GKA2* |  | EN(A,D)4X36*21** | OLV098A12* | 24400 | 13.2 | 16 | 25000 | 8.5 | 15500 | 1 | HRCU-A-CB |  |  | 181 | 558 | Yes
5691451 | Active | Systems | SOFTSOUND SXT+ R410A HP | COMFORTMAKER | CCH924GKA2* |  | EN(A,D)4X36*21** | OMV098J12* | 24400 | 13.2 | 16.7 | 25000 | 9 | 15500 | 1 | HRCU-A-CB |  |  | 173 | 527 | Yes
5541238 | Discontinued | Systems | SOFTSOUND SXT+ R410A HP | COMFORTMAKER | CCH924GKA2* |  | EN(A,D)4X36*21** | OMV112K14A | 24200 | 13.5 | 16.7 | 25000 | 9 | 15300 | 1 | HRCU-A-CB |  |  | 172 | 527 | Yes
5541096 | Discontinued | Systems | SOFTSOUND SXT+ R410A HP | COMFORTMAKER | CCH924GKA2* |  | EN(A,D)4X36*21**+WALLCON | *8MV*0901716** | 25000 | 13.7 | 17.2 | 25000 | 9.5 | 15600 | 1 | HRCU-A-CB |  |  | 172 | 499 | Yes
5541097 | Discontinued | Systems | SOFTSOUND SXT+ R410A HP | COMFORTMAKER | CCH924GKA2* |  | EN(A,D)4X36*21**+WALLCON | *8MV*1102120** | 25000 | 13.7 | 17.2 | 25000 | 9.5 | 15600 | 1 | HRCU-A-CB |  |  | 172 | 499 | Yes
5541091 | Discontinued | Systems | SOFTSOUND SXT+ R410A HP | COMFORTMAKER | CCH924GKA2* |  | EN(A,D)4X36*21**+WALLCON | *9MA*0601714A** | 24800 | 13.2 | 16.5 | 25000 | 9.5 | 15800 | 1 | HRCU-A-CB |  |  | 178 | 499 | Yes
5541093 | Discontinued | Systems | SOFTSOUND SXT+ R410A HP | COMFORTMAKER | CCH924GKA2* |  | EN(A,D)4X36*21**+WALLCON | *9MA*0602120A** | 24800 | 13.2 | 16.7 | 25000 | 9.5 | 15700 | 1 | HRCU-A-CB |  |  | 176 | 499 | Yes
5541092 | Discontinued | Systems | SOFTSOUND SXT+ R410A HP | COMFORTMAKER | CCH924GKA2* |  | EN(A,D)4X36*21**+WALLCON | *9MA*0801714A** | 24800 | 13.5 | 16.7 | 25000 | 9.5 | 15700 | 1 | HRCU-A-CB |  |  | 176 | 499 | Yes
5541094 | Discontinued | Systems | SOFTSOUND SXT+ R410A HP | COMFORTMAKER | CCH924GKA2* |  | EN(A,D)4X36*21**+WALLCON | *9MA*0802120A** | 25000 | 13.5 | 17 | 25000 | 9.5 | 15600 | 1 | HRCU-A-CB |  |  | 174 | 499 | Yes
5541095 | Discontinued | Systems | SOFTSOUND SXT+ R410A HP | COMFORTMAKER | CCH924GKA2* |  | EN(A,D)4X36*21**+WALLCON | *9MA*1002122A** | 25000 | 13.7 | 17 | 25000 | 9.5 | 15600 | 1 | HRCU-A-CB |  |  | 174 | 499 | Yes
5541202 | Discontinued | Systems | SOFTSOUND SXT+ R410A HP | COMFORTMAKER | CCH924GKA2* |  | EN(A,D,W)4X36*17** | *8MX*0451408** | 24400 | 13.2 | 16.5 | 25000 | 9 | 15500 | 1 | HRCU-A-CB |  |  | 175 | 527 | Yes
5541289 | Discontinued | Systems | SOFTSOUND SXT+ R410A HP | COMFORTMAKER | CCH924GKA2* |  | EN(A,D,W)4X36*17** | *9MV*0401410A** | 24000 | 12.5 | 15.7 | 25000 | 9 | 15700 | 1 | HRCU-A-CB |  |  | 181 | 527 | Yes
5541290 | Discontinued | Systems | SOFTSOUND SXT+ R410A HP | COMFORTMAKER | CCH924GKA2* |  | EN(A,D,W)4X36*17** | *9MV*0601714A** | 24600 | 13.2 | 16.5 | 25000 | 9.2 | 15700 | 1 | HRCU-A-CB |  |  | 177 | 515 | Yes
5541291 | Discontinued | Systems | SOFTSOUND SXT+ R410A HP | COMFORTMAKER | CCH924GKA2* |  | EN(A,D,W)4X36*17** | *9MV*0801716A** | 24800 | 13.2 | 16.7 | 25000 | 9.5 | 15700 | 1 | HRCU-A-CB |  |  | 176 | 499 | Yes
5541178 | Discontinued | Systems | SOFTSOUND SXT+ R410A HP | COMFORTMAKER | CCH924GKA2* |  | EN(A,D,W)4X36*17** | *9MX*0601714A** | 25200 | 13 | 16.7 | 25000 | 9.5 | 16000 | 1 | HRCU-A-CB |  |  | 179 | 499 | Yes
5541339 | Discontinued | Systems | SOFTSOUND SXT+ R410A HP | COMFORTMAKER | CCH924GKA2* |  | EN(A,D,W)4X36*17** | MV08**14C* | 24200 | 13.5 | 16.7 | 25000 | 9 | 15300 | 1 | HRCU-A-CB |  |  | 172 | 527 | Yes
5541340 | Discontinued | Systems | SOFTSOUND SXT+ R410A HP | COMFORTMAKER | CCH924GKA2* |  | EN(A,D,W)4X36*17** | MV12**17C* | 24400 | 13.5 | 17 | 25000 | 9 | 15300 | 1 | HRCU-A-CB |  |  | 170 | 527 | Yes
5541215 | Discontinued | Systems | SOFTSOUND SXT+ R410A HP | COMFORTMAKER | CCH924GKA2* |  | EN(A,D,W)4X36*17** | NOMV106D12* | 24800 | 13.2 | 16.5 | 25000 | 9 | 15700 | 1 | HRCU-A-CB |  |  | 178 | 527 | Yes
5691542 | Active | Systems | SOFTSOUND SXT+ R410A HP | COMFORTMAKER | CCH924GKA2* |  | EN(A,D,W)4X36*17** | OLV098A12* | 24400 | 13.2 | 16 | 25000 | 8.5 | 15500 | 1 | HRCU-A-CB |  |  | 181 | 558 | Yes
5691444 | Active | Systems | SOFTSOUND SXT+ R410A HP | COMFORTMAKER | CCH924GKA2* |  | EN(A,D,W)4X36*17** | OMV098J12* | 24400 | 13.2 | 16.7 | 25000 | 9 | 15500 | 1 | HRCU-A-CB |  |  | 173 | 527 | Yes
5541236 | Discontinued | Systems | SOFTSOUND SXT+ R410A HP | COMFORTMAKER | CCH924GKA2* |  | EN(A,D,W)4X36*17** | OMV112K14A | 24200 | 13.5 | 16.7 | 25000 | 9 | 15300 | 1 | HRCU-A-CB |  |  | 172 | 527 | Yes
5541089 | Discontinued | Systems | SOFTSOUND SXT+ R410A HP | COMFORTMAKER | CCH924GKA2* |  | EN(A,D,W)4X36*17**+WALLCON | *8MV*0701412** | 25000 | 13.7 | 17 | 25000 | 9.5 | 15600 | 1 | HRCU-A-CB |  |  | 174 | 499 | Yes
5541090 | Discontinued | Systems | SOFTSOUND SXT+ R410A HP | COMFORTMAKER | CCH924GKA2* |  | EN(A,D,W)4X36*17**+WALLCON | *8MV*0901716** | 25000 | 13.7 | 17.2 | 25000 | 9.5 | 15600 | 1 | HRCU-A-CB |  |  | 172 | 499 | Yes
5541087 | Discontinued | Systems | SOFTSOUND SXT+ R410A HP | COMFORTMAKER | CCH924GKA2* |  | EN(A,D,W)4X36*17**+WALLCON | *9MA*0601714A** | 24800 | 13.2 | 16.5 | 25000 | 9.5 | 15800 | 1 | HRCU-A-CB |  |  | 178 | 499 | Yes
5541088 | Discontinued | Systems | SOFTSOUND SXT+ R410A HP | COMFORTMAKER | CCH924GKA2* |  | EN(A,D,W)4X36*17**+WALLCON | *9MA*0801714A** | 24800 | 13.5 | 16.7 | 25000 | 9.5 | 15700 | 1 | HRCU-A-CB |  |  | 176 | 499 | Yes
5541203 | Discontinued | Systems | SOFTSOUND SXT+ R410A HP | COMFORTMAKER | CCH924GKA2* |  | ENH4X24*17** | *8MX*0451408** | 24200 | 13 | 16.2 | 25000 | 9 | 15500 | 1 | HRCU-A-CB |  |  | 177 | 527 | Yes
5541296 | Discontinued | Systems | SOFTSOUND SXT+ R410A HP | COMFORTMAKER | CCH924GKA2* |  | ENH4X24*17** | *9MV*0401410A** | 23800 | 12.5 | 15.7 | 25000 | 8.5 | 15700 | 1 | HRCU-A-CB |  |  | 179 | 558 | Yes
5541297 | Discontinued | Systems | SOFTSOUND SXT+ R410A HP | COMFORTMAKER | CCH924GKA2* |  | ENH4X24*17** | *9MV*0601714A** | 24400 | 13 | 16.5 | 25000 | 9 | 15600 | 1 | HRCU-A-CB |  |  | 175 | 527 | Yes
5541298 | Discontinued | Systems | SOFTSOUND SXT+ R410A HP | COMFORTMAKER | CCH924GKA2* |  | ENH4X24*17** | *9MV*0801716A** | 24600 | 13.2 | 16.5 | 25000 | 9 | 15600 | 1 | HRCU-A-CB |  |  | 177 | 527 | Yes
5541181 | Discontinued | Systems | SOFTSOUND SXT+ R410A HP | COMFORTMAKER | CCH924GKA2* |  | ENH4X24*17** | *9MX*0601714A** | 25000 | 13 | 16.5 | 25000 | 9 | 16000 | 1 | HRCU-A-CB |  |  | 179 | 527 | Yes
5541342 | Discontinued | Systems | SOFTSOUND SXT+ R410A HP | COMFORTMAKER | CCH924GKA2* |  | ENH4X24*17** | MV08**14C* | 24000 | 13.2 | 16.7 | 25000 | 9 | 15300 | 1 | HRCU-A-CB |  |  | 170 | 527 | Yes
5541343 | Discontinued | Systems | SOFTSOUND SXT+ R410A HP | COMFORTMAKER | CCH924GKA2* |  | ENH4X24*17** | MV12**17C* | 24200 | 13.2 | 17 | 25000 | 9 | 15400 | 1 | HRCU-A-CB |  |  | 169 | 527 | Yes
5541217 | Discontinued | Systems | SOFTSOUND SXT+ R410A HP | COMFORTMAKER | CCH924GKA2* |  | ENH4X24*17** | NOMV106D12* | 24800 | 13 | 16.2 | 25000 | 8.5 | 15800 | 1 | HRCU-A-CB |  |  | 181 | 558 | Yes
5691556 | Active | Systems | SOFTSOUND SXT+ R410A HP | COMFORTMAKER | CCH924GKA2* |  | ENH4X24*17** | OLV098A12* | 24400 | 13 | 16 | 25000 | 8.5 | 15500 | 1 | HRCU-A-CB |  |  | 181 | 558 | Yes
5691455 | Active | Systems | SOFTSOUND SXT+ R410A HP | COMFORTMAKER | CCH924GKA2* |  | ENH4X24*17** | OMV098J12* | 24400 | 13 | 16.5 | 25000 | 9 | 15600 | 1 | HRCU-A-CB |  |  | 175 | 527 | Yes
5541240 | Discontinued | Systems | SOFTSOUND SXT+ R410A HP | COMFORTMAKER | CCH924GKA2* |  | ENH4X24*17** | OMV112K14A | 24200 | 13.2 | 16.7 | 25000 | 9 | 15400 | 1 | HRCU-A-CB |  |  | 172 | 527 | Yes
5541100 | Discontinued | Systems | SOFTSOUND SXT+ R410A HP | COMFORTMAKER | CCH924GKA2* |  | ENH4X24*17**+WALLCON | *8MV*0701412** | 24800 | 13.5 | 17 | 25000 | 9.5 | 15700 | 1 | HRCU-A-CB |  |  | 173 | 499 | Yes
5541101 | Discontinued | Systems | SOFTSOUND SXT+ R410A HP | COMFORTMAKER | CCH924GKA2* |  | ENH4X24*17**+WALLCON | *8MV*0901716** | 25000 | 13.5 | 17.2 | 25000 | 9.5 | 15600 | 1 | HRCU-A-CB |  |  | 172 | 499 | Yes
5541098 | Discontinued | Systems | SOFTSOUND SXT+ R410A HP | COMFORTMAKER | CCH924GKA2* |  | ENH4X24*17**+WALLCON | *9MA*0601714A** | 24800 | 13 | 16.2 | 25000 | 9 | 15800 | 1 | HRCU-A-CB |  |  | 181 | 527 | Yes
5541099 | Discontinued | Systems | SOFTSOUND SXT+ R410A HP | COMFORTMAKER | CCH924GKA2* |  | ENH4X24*17**+WALLCON | *9MA*0801714A** | 24800 | 13.2 | 16.5 | 25000 | 9.2 | 15800 | 1 | HRCU-A-CB |  |  | 178 | 515 | Yes
5541204 | Discontinued | Systems | SOFTSOUND SXT+ R410A HP | COMFORTMAKER | CCH924GKA2* |  | ENH4X30*17** | *8MX*0451408** | 24400 | 13.2 | 16.5 | 25000 | 9 | 15500 | 1 | HRCU-A-CB |  |  | 175 | 527 | Yes
5541299 | Discontinued | Systems | SOFTSOUND SXT+ R410A HP | COMFORTMAKER | CCH924GKA2* |  | ENH4X30*17** | *9MV*0401410A** | 24000 | 12.5 | 15.7 | 25000 | 9 | 15700 | 1 | HRCU-A-CB |  |  | 181 | 527 | Yes
5541300 | Discontinued | Systems | SOFTSOUND SXT+ R410A HP | COMFORTMAKER | CCH924GKA2* |  | ENH4X30*17** | *9MV*0601714A** | 24600 | 13.2 | 16.5 | 25000 | 9.2 | 15700 | 1 | HRCU-A-CB |  |  | 177 | 515 | Yes
5541301 | Discontinued | Systems | SOFTSOUND SXT+ R410A HP | COMFORTMAKER | CCH924GKA2* |  | ENH4X30*17** | *9MV*0801716A** | 24800 | 13.2 | 16.7 | 25000 | 9.5 | 15700 | 1 | HRCU-A-CB |  |  | 176 | 499 | Yes
5541183 | Discontinued | Systems | SOFTSOUND SXT+ R410A HP | COMFORTMAKER | CCH924GKA2* |  | ENH4X30*17** | *9MX*0601714A** | 25200 | 13 | 17 | 25000 | 9.5 | 16000 | 1 | HRCU-A-CB |  |  | 176 | 499 | Yes
5541344 | Discontinued | Systems | SOFTSOUND SXT+ R410A HP | COMFORTMAKER | CCH924GKA2* |  | ENH4X30*17** | MV08**14C* | 24200 | 13.5 | 17 | 25000 | 9 | 15300 | 1 | HRCU-A-CB |  |  | 169 | 527 | Yes
5541345 | Discontinued | Systems | SOFTSOUND SXT+ R410A HP | COMFORTMAKER | CCH924GKA2* |  | ENH4X30*17** | MV12**17C* | 24400 | 13.5 | 17 | 25000 | 9 | 15300 | 1 | HRCU-A-CB |  |  | 170 | 527 | Yes
5541218 | Discontinued | Systems | SOFTSOUND SXT+ R410A HP | COMFORTMAKER | CCH924GKA2* |  | ENH4X30*17** | NOMV106D12* | 24800 | 13.2 | 16.5 | 25000 | 9 | 15700 | 1 | HRCU-A-CB |  |  | 178 | 527 | Yes
5691566 | Active | Systems | SOFTSOUND SXT+ R410A HP | COMFORTMAKER | CCH924GKA2* |  | ENH4X30*17** | OLV098A12* | 24400 | 13.2 | 16 | 25000 | 8.5 | 15500 | 1 | HRCU-A-CB |  |  | 181 | 558 | Yes
5691463 | Active | Systems | SOFTSOUND SXT+ R410A HP | COMFORTMAKER | CCH924GKA2* |  | ENH4X30*17** | OMV098J12* | 24400 | 13.2 | 16.7 | 25000 | 9 | 15500 | 1 | HRCU-A-CB |  |  | 173 | 527 | Yes
5541242 | Discontinued | Systems | SOFTSOUND SXT+ R410A HP | COMFORTMAKER | CCH924GKA2* |  | ENH4X30*17** | OMV112K14A | 24200 | 13.5 | 16.7 | 25000 | 9 | 15300 | 1 | HRCU-A-CB |  |  | 172 | 527 | Yes
5541104 | Discontinued | Systems | SOFTSOUND SXT+ R410A HP | COMFORTMAKER | CCH924GKA2* |  | ENH4X30*17**+WALLCON | *8MV*0701412** | 25000 | 13.7 | 17 | 25000 | 9.5 | 15600 | 1 | HRCU-A-CB |  |  | 174 | 499 | Yes
5541105 | Discontinued | Systems | SOFTSOUND SXT+ R410A HP | COMFORTMAKER | CCH924GKA2* |  | ENH4X30*17**+WALLCON | *8MV*0901716** | 25000 | 13.7 | 17.2 | 25000 | 9.5 | 15600 | 1 | HRCU-A-CB |  |  | 172 | 499 | Yes
5541102 | Discontinued | Systems | SOFTSOUND SXT+ R410A HP | COMFORTMAKER | CCH924GKA2* |  | ENH4X30*17**+WALLCON | *9MA*0601714A** | 24800 | 13.2 | 16.5 | 25000 | 9.5 | 15800 | 1 | HRCU-A-CB |  |  | 178 | 499 | Yes
5541103 | Discontinued | Systems | SOFTSOUND SXT+ R410A HP | COMFORTMAKER | CCH924GKA2* |  | ENH4X30*17**+WALLCON | *9MA*0801714A** | 24800 | 13.5 | 16.7 | 25000 | 9.5 | 15700 | 1 | HRCU-A-CB |  |  | 176 | 499 | Yes
5541205 | Discontinued | Systems | SOFTSOUND SXT+ R410A HP | COMFORTMAKER | CCH924GKA2* |  | ENH4X36*17** | *8MX*0451408** | 24400 | 13.2 | 16.5 | 25000 | 9 | 15500 | 1 | HRCU-A-CB |  |  | 175 | 527 | Yes
5541302 | Discontinued | Systems | SOFTSOUND SXT+ R410A HP | COMFORTMAKER | CCH924GKA2* |  | ENH4X36*17** | *9MV*0401410A** | 24000 | 12.5 | 15.7 | 25000 | 9 | 15700 | 1 | HRCU-A-CB |  |  | 181 | 527 | Yes
5541303 | Discontinued | Systems | SOFTSOUND SXT+ R410A HP | COMFORTMAKER | CCH924GKA2* |  | ENH4X36*17** | *9MV*0601714A** | 24600 | 13.2 | 16.5 | 25000 | 9.2 | 15700 | 1 | HRCU-A-CB |  |  | 177 | 515 | Yes
5541304 | Discontinued | Systems | SOFTSOUND SXT+ R410A HP | COMFORTMAKER | CCH924GKA2* |  | ENH4X36*17** | *9MV*0801716A** | 24800 | 13.2 | 16.7 | 25000 | 9.5 | 15700 | 1 | HRCU-A-CB |  |  | 176 | 499 | Yes
5541185 | Discontinued | Systems | SOFTSOUND SXT+ R410A HP | COMFORTMAKER | CCH924GKA2* |  | ENH4X36*17** | *9MX*0601714A** | 25200 | 13 | 17 | 25000 | 9.5 | 16000 | 1 | HRCU-A-CB |  |  | 176 | 499 | Yes
5541346 | Discontinued | Systems | SOFTSOUND SXT+ R410A HP | COMFORTMAKER | CCH924GKA2* |  | ENH4X36*17** | MV08**14C* | 24200 | 13.5 | 17 | 25000 | 9 | 15300 | 1 | HRCU-A-CB |  |  | 169 | 527 | Yes
5541347 | Discontinued | Systems | SOFTSOUND SXT+ R410A HP | COMFORTMAKER | CCH924GKA2* |  | ENH4X36*17** | MV12**17C* | 24400 | 13.5 | 17 | 25000 | 9 | 15300 | 1 | HRCU-A-CB |  |  | 170 | 527 | Yes
5541219 | Discontinued | Systems | SOFTSOUND SXT+ R410A HP | COMFORTMAKER | CCH924GKA2* |  | ENH4X36*17** | NOMV106D12* | 24800 | 13.2 | 16.5 | 25000 | 9 | 15700 | 1 | HRCU-A-CB |  |  | 178 | 527 | Yes
5691568 | Active | Systems | SOFTSOUND SXT+ R410A HP | COMFORTMAKER | CCH924GKA2* |  | ENH4X36*17** | OLV098A12* | 24400 | 13.2 | 16 | 25000 | 8.5 | 15500 | 1 | HRCU-A-CB |  |  | 181 | 558 | Yes
5691475 | Active | Systems | SOFTSOUND SXT+ R410A HP | COMFORTMAKER | CCH924GKA2* |  | ENH4X36*17** | OMV098J12* | 24400 | 13.2 | 16.7 | 25000 | 9 | 15500 | 1 | HRCU-A-CB |  |  | 173 | 527 | Yes
5541244 | Discontinued | Systems | SOFTSOUND SXT+ R410A HP | COMFORTMAKER | CCH924GKA2* |  | ENH4X36*17** | OMV112K14A | 24200 | 13.5 | 16.7 | 25000 | 9 | 15300 | 1 | HRCU-A-CB |  |  | 172 | 527 | Yes
5541108 | Discontinued | Systems | SOFTSOUND SXT+ R410A HP | COMFORTMAKER | CCH924GKA2* |  | ENH4X36*17**+WALLCON | *8MV*0701412** | 25000 | 13.7 | 17 | 25000 | 9.5 | 15600 | 1 | HRCU-A-CB |  |  | 174 | 499 | Yes
5541109 | Discontinued | Systems | SOFTSOUND SXT+ R410A HP | COMFORTMAKER | CCH924GKA2* |  | ENH4X36*17**+WALLCON | *8MV*0901716** | 25000 | 13.7 | 17.2 | 25000 | 9.5 | 15600 | 1 | HRCU-A-CB |  |  | 172 | 499 | Yes
5541106 | Discontinued | Systems | SOFTSOUND SXT+ R410A HP | COMFORTMAKER | CCH924GKA2* |  | ENH4X36*17**+WALLCON | *9MA*0601714A** | 24800 | 13.2 | 16.5 | 25000 | 9.5 | 15800 | 1 | HRCU-A-CB |  |  | 178 | 499 | Yes
5541107 | Discontinued | Systems | SOFTSOUND SXT+ R410A HP | COMFORTMAKER | CCH924GKA2* |  | ENH4X36*17**+WALLCON | *9MA*0801714A** | 24800 | 13.5 | 16.7 | 25000 | 9.5 | 15700 | 1 | HRCU-A-CB |  |  | 176 | 499 | Yes
5541140 | Discontinued | Systems | SOFTSOUND SXT+ R410A HP | COMFORTMAKER | CCH924GKA2* |  | FCM4X24****+WALLCON |  | 25200 | 13.7 | 17.5 | 25000 | 9.5 | 15600 | 1 | HRCU-A-CB |  |  | 170 | 499 | Yes
5541054 | Discontinued | Systems | SOFTSOUND SXT+ R410A HP | COMFORTMAKER | CCH924GKA2* |  | FCM4X36****+WALLCON |  | 24800 | 13.5 | 18 | 25000 | 10 | 15500 | 1 | HRCU-A-CB | Yes |  | 163 | 474 | Yes
5541160 | Discontinued | Systems | SOFTSOUND SXT+ R410A HP | COMFORTMAKER | CCH924GKA2* |  | FVM4X24**** |  | 24400 | 13.5 | 17 | 25000 | 9 | 15400 | 1 | HRCU-A-CB |  |  | 170 | 527 | Yes
5541161 | Discontinued | Systems | SOFTSOUND SXT+ R410A HP | COMFORTMAKER | CCH924GKA2* |  | FVM4X36**** |  | 24600 | 13.7 | 17 | 25000 | 9 | 15300 | 1 | HRCU-A-CB |  |  | 171 | 527 | Yes
5666732 | Active | Systems | SOFTSOUND SXT+ R410A HP | COMFORTMAKER | CCH924GKA3* |  | EA*4X24*14A* | *8MX*0451408** | 24200 | 13.2 | 16.5 | 25000 | 9 | 15500 | 1 | HRCU-A-CB |  |  | 174 | 527 | Yes
5666805 | Active | Systems | SOFTSOUND SXT+ R410A HP | COMFORTMAKER | CCH924GKA3* |  | EA*4X24*14A* | *9MV*0401410A** | 23800 | 12.5 | 15.7 | 25000 | 8.5 | 15700 | 1 | HRCU-A-CB |  |  | 179 | 558 | Yes
5666863 | Active | Systems | SOFTSOUND SXT+ R410A HP | COMFORTMAKER | CCH924GKA3* |  | EA*4X24*14A* | MV08**14C* | 24000 | 13.2 | 16.7 | 25000 | 9 | 15300 | 1 | HRCU-A-CB |  |  | 170 | 527 | Yes
5666595 | Active | Systems | SOFTSOUND SXT+ R410A HP | COMFORTMAKER | CCH924GKA3* |  | EA*4X24*14A*+WALLCON | *8MV*0701412** | 24800 | 13.5 | 17 | 25000 | 9.5 | 15600 | 1 | HRCU-A-CB |  |  | 173 | 499 | Yes
5666733 | Active | Systems | SOFTSOUND SXT+ R410A HP | COMFORTMAKER | CCH924GKA3* |  | EA*4X24*17A* | *8MX*0451408** | 24400 | 13.2 | 16.5 | 25000 | 9 | 15500 | 1 | HRCU-A-CB |  |  | 175 | 527 | Yes
5666806 | Active | Systems | SOFTSOUND SXT+ R410A HP | COMFORTMAKER | CCH924GKA3* |  | EA*4X24*17A* | *9MV*0401410A** | 24000 | 12.5 | 15.7 | 25000 | 8.5 | 15700 | 1 | HRCU-A-CB |  |  | 181 | 558 | Yes
5666807 | Active | Systems | SOFTSOUND SXT+ R410A HP | COMFORTMAKER | CCH924GKA3* |  | EA*4X24*17A* | *9MV*0601714A** | 24600 | 13.2 | 16.5 | 25000 | 9 | 15700 | 1 | HRCU-A-CB |  |  | 177 | 527 | Yes
5666808 | Active | Systems | SOFTSOUND SXT+ R410A HP | COMFORTMAKER | CCH924GKA3* |  | EA*4X24*17A* | *9MV*0801716A** | 24600 | 13.2 | 16.7 | 25000 | 9 | 15600 | 1 | HRCU-A-CB |  |  | 174 | 527 | Yes
5666704 | Active | Systems | SOFTSOUND SXT+ R410A HP | COMFORTMAKER | CCH924GKA3* |  | EA*4X24*17A* | *9MX*0601714A** | 25000 | 13 | 16.7 | 25000 | 9.2 | 16000 | 1 | HRCU-A-CB |  |  | 177 | 515 | Yes
5666864 | Active | Systems | SOFTSOUND SXT+ R410A HP | COMFORTMAKER | CCH924GKA3* |  | EA*4X24*17A* | MV08**14C* | 24000 | 13.5 | 16.7 | 25000 | 9 | 15200 | 1 | HRCU-A-CB |  |  | 170 | 527 | Yes
5666865 | Active | Systems | SOFTSOUND SXT+ R410A HP | COMFORTMAKER | CCH924GKA3* |  | EA*4X24*17A* | MV12**17C* | 24200 | 13.5 | 17 | 25000 | 9 | 15300 | 1 | HRCU-A-CB |  |  | 169 | 527 | Yes
5666749 | Active | Systems | SOFTSOUND SXT+ R410A HP | COMFORTMAKER | CCH924GKA3* |  | EA*4X24*17A* | NOMV106D12* | 24800 | 13.2 | 16.2 | 25000 | 8.5 | 15600 | 1 | HRCU-A-CB |  |  | 181 | 558 | Yes
5692088 | Active | Systems | SOFTSOUND SXT+ R410A HP | COMFORTMAKER | CCH924GKA3* |  | EA*4X24*17A* | OLV098A12* | 24400 | 13.2 | 16 | 25000 | 8.5 | 15400 | 1 | HRCU-A-CB |  |  | 181 | 558 | Yes
5691989 | Active | Systems | SOFTSOUND SXT+ R410A HP | COMFORTMAKER | CCH924GKA3* |  | EA*4X24*17A* | OMV098J12* | 24400 | 13.2 | 16.5 | 25000 | 9 | 15500 | 1 | HRCU-A-CB |  |  | 175 | 527 | Yes
5666764 | Active | Systems | SOFTSOUND SXT+ R410A HP | COMFORTMAKER | CCH924GKA3* |  | EA*4X24*17A* | OMV112K14A | 24200 | 13.2 | 16.7 | 25000 | 9 | 15300 | 1 | HRCU-A-CB |  |  | 172 | 527 | Yes
5666598 | Active | Systems | SOFTSOUND SXT+ R410A HP | COMFORTMAKER | CCH924GKA3* |  | EA*4X24*17A*+WALLCON | *8MV*0701412** | 24800 | 13.5 | 17 | 25000 | 9.5 | 15600 | 1 | HRCU-A-CB |  |  | 173 | 499 | Yes
5666599 | Active | Systems | SOFTSOUND SXT+ R410A HP | COMFORTMAKER | CCH924GKA3* |  | EA*4X24*17A*+WALLCON | *8MV*0901716** | 24800 | 13.7 | 17.2 | 25000 | 9.5 | 15500 | 1 | HRCU-A-CB |  |  | 171 | 499 | Yes
5666596 | Active | Systems | SOFTSOUND SXT+ R410A HP | COMFORTMAKER | CCH924GKA3* |  | EA*4X24*17A*+WALLCON | *9MA*0601714A** | 24600 | 13.2 | 16.2 | 25000 | 9.2 | 15700 | 1 | HRCU-A-CB |  |  | 180 | 515 | Yes
5666597 | Active | Systems | SOFTSOUND SXT+ R410A HP | COMFORTMAKER | CCH924GKA3* |  | EA*4X24*17A*+WALLCON | *9MA*0801714A** | 24800 | 13.2 | 16.7 | 25000 | 9.5 | 15700 | 1 | HRCU-A-CB |  |  | 176 | 499 | Yes
5666734 | Active | Systems | SOFTSOUND SXT+ R410A HP | COMFORTMAKER | CCH924GKA3* |  | EA*4X30*14A* | *8MX*0451408** | 24400 | 13.2 | 16.5 | 25000 | 9 | 15500 | 1 | HRCU-A-CB |  |  | 175 | 527 | Yes
5666809 | Active | Systems | SOFTSOUND SXT+ R410A HP | COMFORTMAKER | CCH924GKA3* |  | EA*4X30*14A* | *9MV*0401410A** | 24000 | 12.5 | 15.7 | 25000 | 8.5 | 15700 | 1 | HRCU-A-CB |  |  | 181 | 558 | Yes
5666866 | Active | Systems | SOFTSOUND SXT+ R410A HP | COMFORTMAKER | CCH924GKA3* |  | EA*4X30*14A* | MV08**14C* | 24200 | 13.5 | 16.7 | 25000 | 9 | 15300 | 1 | HRCU-A-CB |  |  | 172 | 527 | Yes
5666600 | Active | Systems | SOFTSOUND SXT+ R410A HP | COMFORTMAKER | CCH924GKA3* |  | EA*4X30*14A*+WALLCON | *8MV*0701412** | 24800 | 13.5 | 17 | 25000 | 9.5 | 15600 | 1 | HRCU-A-CB |  |  | 173 | 499 | Yes
5666735 | Active | Systems | SOFTSOUND SXT+ R410A HP | COMFORTMAKER | CCH924GKA3* |  | EA*4X30*17A* | *8MX*0451408** | 24400 | 13.2 | 16.5 | 25000 | 9 | 15500 | 1 | HRCU-A-CB |  |  | 175 | 527 | Yes
5666810 | Active | Systems | SOFTSOUND SXT+ R410A HP | COMFORTMAKER | CCH924GKA3* |  | EA*4X30*17A* | *9MV*0401410A** | 24000 | 12.5 | 15.7 | 25000 | 9 | 15700 | 1 | HRCU-A-CB |  |  | 181 | 527 | Yes
5666811 | Active | Systems | SOFTSOUND SXT+ R410A HP | COMFORTMAKER | CCH924GKA3* |  | EA*4X30*17A* | *9MV*0601714A** | 24800 | 13.2 | 16.5 | 25000 | 9.2 | 15700 | 1 | HRCU-A-CB |  |  | 178 | 515 | Yes
5666812 | Active | Systems | SOFTSOUND SXT+ R410A HP | COMFORTMAKER | CCH924GKA3* |  | EA*4X30*17A* | *9MV*0801716A** | 24800 | 13.2 | 16.7 | 25000 | 9.5 | 15700 | 1 | HRCU-A-CB |  |  | 176 | 499 | Yes
5666707 | Active | Systems | SOFTSOUND SXT+ R410A HP | COMFORTMAKER | CCH924GKA3* |  | EA*4X30*17A* | *9MX*0601714A** | 25200 | 13.2 | 16.7 | 25000 | 9.5 | 16000 | 1 | HRCU-A-CB |  |  | 179 | 499 | Yes
5666867 | Active | Systems | SOFTSOUND SXT+ R410A HP | COMFORTMAKER | CCH924GKA3* |  | EA*4X30*17A* | MV08**14C* | 24200 | 13.5 | 17 | 25000 | 9 | 15300 | 1 | HRCU-A-CB |  |  | 169 | 527 | Yes
5666868 | Active | Systems | SOFTSOUND SXT+ R410A HP | COMFORTMAKER | CCH924GKA3* |  | EA*4X30*17A* | MV12**17C* | 24400 | 13.5 | 17 | 25000 | 9 | 15300 | 1 | HRCU-A-CB |  |  | 170 | 527 | Yes
5666750 | Active | Systems | SOFTSOUND SXT+ R410A HP | COMFORTMAKER | CCH924GKA3* |  | EA*4X30*17A* | NOMV106D12* | 24800 | 13.2 | 16.5 | 25000 | 9 | 15600 | 1 | HRCU-A-CB |  |  | 178 | 527 | Yes
5692097 | Active | Systems | SOFTSOUND SXT+ R410A HP | COMFORTMAKER | CCH924GKA3* |  | EA*4X30*17A* | OLV098A12* | 24400 | 13.2 | 16 | 25000 | 8.5 | 15500 | 1 | HRCU-A-CB |  |  | 181 | 558 | Yes
5691996 | Active | Systems | SOFTSOUND SXT+ R410A HP | COMFORTMAKER | CCH924GKA3* |  | EA*4X30*17A* | OMV098J12* | 24400 | 13.2 | 16.5 | 25000 | 9 | 15500 | 1 | HRCU-A-CB |  |  | 175 | 527 | Yes
5666766 | Active | Systems | SOFTSOUND SXT+ R410A HP | COMFORTMAKER | CCH924GKA3* |  | EA*4X30*17A* | OMV112K14A | 24200 | 13.5 | 16.7 | 25000 | 9 | 15300 | 1 | HRCU-A-CB |  |  | 172 | 527 | Yes
5666603 | Active | Systems | SOFTSOUND SXT+ R410A HP | COMFORTMAKER | CCH924GKA3* |  | EA*4X30*17A*+WALLCON | *8MV*0701412** | 25000 | 13.7 | 17.2 | 25000 | 9.5 | 15600 | 1 | HRCU-A-CB |  |  | 172 | 499 | Yes
5666604 | Active | Systems | SOFTSOUND SXT+ R410A HP | COMFORTMAKER | CCH924GKA3* |  | EA*4X30*17A*+WALLCON | *8MV*0901716** | 25000 | 13.7 | 17.2 | 25000 | 9.5 | 15500 | 1 | HRCU-A-CB |  |  | 172 | 499 | Yes
5666601 | Active | Systems | SOFTSOUND SXT+ R410A HP | COMFORTMAKER | CCH924GKA3* |  | EA*4X30*17A*+WALLCON | *9MA*0601714A** | 24800 | 13.2 | 16.5 | 25000 | 9.5 | 15700 | 1 | HRCU-A-CB |  |  | 178 | 499 | Yes
5666602 | Active | Systems | SOFTSOUND SXT+ R410A HP | COMFORTMAKER | CCH924GKA3* |  | EA*4X30*17A*+WALLCON | *9MA*0801714A** | 24800 | 13.5 | 16.7 | 25000 | 9.5 | 15700 | 1 | HRCU-A-CB |  |  | 176 | 499 | Yes
5666736 | Active | Systems | SOFTSOUND SXT+ R410A HP | COMFORTMAKER | CCH924GKA3* |  | EA*4X36*14A* | *8MX*0451408** | 24400 | 13.2 | 16.5 | 25000 | 9 | 15500 | 1 | HRCU-A-CB |  |  | 175 | 527 | Yes
5666813 | Active | Systems | SOFTSOUND SXT+ R410A HP | COMFORTMAKER | CCH924GKA3* |  | EA*4X36*14A* | *9MV*0401410A** | 24000 | 12.5 | 15.7 | 25000 | 8.5 | 15800 | 1 | HRCU-A-CB |  |  | 181 | 558 | Yes
5666869 | Active | Systems | SOFTSOUND SXT+ R410A HP | COMFORTMAKER | CCH924GKA3* |  | EA*4X36*14A* | MV08**14C* | 24200 | 13.5 | 17 | 25000 | 9 | 15300 | 1 | HRCU-A-CB |  |  | 169 | 527 | Yes
5666605 | Active | Systems | SOFTSOUND SXT+ R410A HP | COMFORTMAKER | CCH924GKA3* |  | EA*4X36*14A*+WALLCON | *8MV*0701412** | 25000 | 13.7 | 17 | 25000 | 9.5 | 15600 | 1 | HRCU-A-CB |  |  | 174 | 499 | Yes
5666737 | Active | Systems | SOFTSOUND SXT+ R410A HP | COMFORTMAKER | CCH924GKA3* |  | EA*4X36*17A* | *8MX*0451408** | 24600 | 13.2 | 16.7 | 25000 | 9 | 15500 | 1 | HRCU-A-CB |  |  | 174 | 527 | Yes
5666814 | Active | Systems | SOFTSOUND SXT+ R410A HP | COMFORTMAKER | CCH924GKA3* |  | EA*4X36*17A* | *9MV*0401410A** | 24200 | 12.5 | 15.7 | 25000 | 9 | 15800 | 1 | HRCU-A-CB |  |  | 183 | 527 | Yes
5666815 | Active | Systems | SOFTSOUND SXT+ R410A HP | COMFORTMAKER | CCH924GKA3* |  | EA*4X36*17A* | *9MV*0601714A** | 24800 | 13.2 | 16.7 | 25000 | 9.2 | 15700 | 1 | HRCU-A-CB |  |  | 176 | 515 | Yes
5666816 | Active | Systems | SOFTSOUND SXT+ R410A HP | COMFORTMAKER | CCH924GKA3* |  | EA*4X36*17A* | *9MV*0801716A** | 25000 | 13.5 | 16.7 | 25000 | 9.5 | 15700 | 1 | HRCU-A-CB |  |  | 177 | 499 | Yes
5666710 | Active | Systems | SOFTSOUND SXT+ R410A HP | COMFORTMAKER | CCH924GKA3* |  | EA*4X36*17A* | *9MX*0601714A** | 25400 | 13.2 | 16.7 | 25000 | 9.5 | 16000 | 1 | HRCU-A-CB |  |  | 180 | 499 | Yes
5666870 | Active | Systems | SOFTSOUND SXT+ R410A HP | COMFORTMAKER | CCH924GKA3* |  | EA*4X36*17A* | MV08**14C* | 24200 | 13.5 | 17 | 25000 | 9 | 15300 | 1 | HRCU-A-CB |  |  | 169 | 527 | Yes
5666871 | Active | Systems | SOFTSOUND SXT+ R410A HP | COMFORTMAKER | CCH924GKA3* |  | EA*4X36*17A* | MV12**17C* | 24400 | 13.7 | 17 | 25000 | 9 | 15300 | 1 | HRCU-A-CB |  |  | 170 | 527 | Yes
5666751 | Active | Systems | SOFTSOUND SXT+ R410A HP | COMFORTMAKER | CCH924GKA3* |  | EA*4X36*17A* | NOMV106D12* | 25000 | 13.5 | 16.5 | 25000 | 9 | 15600 | 1 | HRCU-A-CB |  |  | 179 | 527 | Yes
5692100 | Active | Systems | SOFTSOUND SXT+ R410A HP | COMFORTMAKER | CCH924GKA3* |  | EA*4X36*17A* | OLV098A12* | 24400 | 13.2 | 16 | 25000 | 8.5 | 15500 | 1 | HRCU-A-CB |  |  | 181 | 558 | Yes
5692006 | Active | Systems | SOFTSOUND SXT+ R410A HP | COMFORTMAKER | CCH924GKA3* |  | EA*4X36*17A* | OMV098J12* | 24400 | 13.2 | 16.7 | 25000 | 9 | 15500 | 1 | HRCU-A-CB |  |  | 173 | 527 | Yes
5666768 | Active | Systems | SOFTSOUND SXT+ R410A HP | COMFORTMAKER | CCH924GKA3* |  | EA*4X36*17A* | OMV112K14A | 24400 | 13.5 | 17 | 25000 | 9 | 15300 | 1 | HRCU-A-CB |  |  | 170 | 527 | Yes
5666608 | Active | Systems | SOFTSOUND SXT+ R410A HP | COMFORTMAKER | CCH924GKA3* |  | EA*4X36*17A*+WALLCON | *8MV*0701412** | 25000 | 13.7 | 17.2 | 25000 | 9.5 | 15600 | 1 | HRCU-A-CB |  |  | 172 | 499 | Yes
5666609 | Active | Systems | SOFTSOUND SXT+ R410A HP | COMFORTMAKER | CCH924GKA3* |  | EA*4X36*17A*+WALLCON | *8MV*0901716** | 25000 | 13.7 | 17.5 | 25000 | 9.5 | 15600 | 1 | HRCU-A-CB |  |  | 169 | 499 | Yes
5666606 | Active | Systems | SOFTSOUND SXT+ R410A HP | COMFORTMAKER | CCH924GKA3* |  | EA*4X36*17A*+WALLCON | *9MA*0601714A** | 24800 | 13.2 | 16.5 | 25000 | 9.5 | 15700 | 1 | HRCU-A-CB |  |  | 178 | 499 | Yes
5666607 | Active | Systems | SOFTSOUND SXT+ R410A HP | COMFORTMAKER | CCH924GKA3* |  | EA*4X36*17A*+WALLCON | *9MA*0801714A** | 25000 | 13.5 | 16.7 | 25000 | 9.5 | 15700 | 1 | HRCU-A-CB |  |  | 177 | 499 | Yes
5666817 | Active | Systems | SOFTSOUND SXT+ R410A HP | COMFORTMAKER | CCH924GKA3* |  | EA*4X36*21A* | *9MV*0601714A** | 24800 | 13.2 | 16.7 | 25000 | 9.5 | 15700 | 1 | HRCU-A-CB |  |  | 176 | 499 | Yes
5666818 | Active | Systems | SOFTSOUND SXT+ R410A HP | COMFORTMAKER | CCH924GKA3* |  | EA*4X36*21A* | *9MV*0801716A** | 25000 | 13.5 | 17 | 25000 | 9.5 | 15700 | 1 | HRCU-A-CB |  |  | 174 | 499 | Yes
5666819 | Active | Systems | SOFTSOUND SXT+ R410A HP | COMFORTMAKER | CCH924GKA3* |  | EA*4X36*21A* | *9MV*0802120A** | 25000 | 13.7 | 17.2 | 25000 | 9.5 | 15600 | 1 | HRCU-A-CB |  |  | 172 | 499 | Yes
5666820 | Active | Systems | SOFTSOUND SXT+ R410A HP | COMFORTMAKER | CCH924GKA3* |  | EA*4X36*21A* | *9MV*1002120A** | 25200 | 13.7 | 17.2 | 25000 | 9.5 | 15700 | 1 | HRCU-A-CB |  |  | 173 | 499 | Yes
5666872 | Active | Systems | SOFTSOUND SXT+ R410A HP | COMFORTMAKER | CCH924GKA3* |  | EA*4X36*21A* | MV12**17C* | 24400 | 13.7 | 17.2 | 25000 | 9 | 15300 | 1 | HRCU-A-CB |  |  | 168 | 527 | Yes
5666752 | Active | Systems | SOFTSOUND SXT+ R410A HP | COMFORTMAKER | CCH924GKA3* |  | EA*4X36*21A* | NOMV106D12* | 25000 | 13.5 | 16.5 | 25000 | 9 | 15600 | 1 | HRCU-A-CB |  |  | 179 | 527 | Yes
5692108 | Active | Systems | SOFTSOUND SXT+ R410A HP | COMFORTMAKER | CCH924GKA3* |  | EA*4X36*21A* | OLV098A12* | 24400 | 13.2 | 16.2 | 25000 | 8.5 | 15400 | 1 | HRCU-A-CB |  |  | 178 | 558 | Yes
5692010 | Active | Systems | SOFTSOUND SXT+ R410A HP | COMFORTMAKER | CCH924GKA3* |  | EA*4X36*21A* | OMV098J12* | 24400 | 13.2 | 16.7 | 25000 | 9 | 15500 | 1 | HRCU-A-CB |  |  | 173 | 527 | Yes
5666770 | Active | Systems | SOFTSOUND SXT+ R410A HP | COMFORTMAKER | CCH924GKA3* |  | EA*4X36*21A* | OMV112K14A | 24400 | 13.5 | 17 | 25000 | 9 | 15300 | 1 | HRCU-A-CB |  |  | 170 | 527 | Yes
5666615 | Active | Systems | SOFTSOUND SXT+ R410A HP | COMFORTMAKER | CCH924GKA3* |  | EA*4X36*21A*+WALLCON | *8MV*0901716** | 25000 | 14 | 17.5 | 25000 | 9.5 | 15500 | 1 | HRCU-A-CB |  |  | 169 | 499 | Yes
5666616 | Active | Systems | SOFTSOUND SXT+ R410A HP | COMFORTMAKER | CCH924GKA3* |  | EA*4X36*21A*+WALLCON | *8MV*1102120** | 25000 | 13.7 | 17.5 | 25000 | 9.5 | 15500 | 1 | HRCU-A-CB |  |  | 169 | 499 | Yes
5666610 | Active | Systems | SOFTSOUND SXT+ R410A HP | COMFORTMAKER | CCH924GKA3* |  | EA*4X36*21A*+WALLCON | *9MA*0601714A** | 24800 | 13.5 | 16.7 | 25000 | 9.5 | 15700 | 1 | HRCU-A-CB |  |  | 176 | 499 | Yes
5666612 | Active | Systems | SOFTSOUND SXT+ R410A HP | COMFORTMAKER | CCH924GKA3* |  | EA*4X36*21A*+WALLCON | *9MA*0602120A** | 25000 | 13.5 | 16.7 | 25000 | 9.5 | 15700 | 1 | HRCU-A-CB |  |  | 177 | 499 | Yes
5666611 | Active | Systems | SOFTSOUND SXT+ R410A HP | COMFORTMAKER | CCH924GKA3* |  | EA*4X36*21A*+WALLCON | *9MA*0801714A** | 25000 | 13.5 | 17 | 25000 | 9.5 | 15600 | 1 | HRCU-A-CB |  |  | 174 | 499 | Yes
5666613 | Active | Systems | SOFTSOUND SXT+ R410A HP | COMFORTMAKER | CCH924GKA3* |  | EA*4X36*21A*+WALLCON | *9MA*0802120A** | 25000 | 13.7 | 17.2 | 25000 | 9.5 | 15600 | 1 | HRCU-A-CB |  |  | 172 | 499 | Yes
5666614 | Active | Systems | SOFTSOUND SXT+ R410A HP | COMFORTMAKER | CCH924GKA3* |  | EA*4X36*21A*+WALLCON | *9MA*1002122A** | 25000 | 13.7 | 17.2 | 25000 | 9.5 | 15600 | 1 | HRCU-A-CB |  |  | 172 | 499 | Yes
5666746 | Active | Systems | SOFTSOUND SXT+ R410A HP | COMFORTMAKER | CCH924GKA3* |  | EHD4X24A** | *8MX*0451408** | 24200 | 13 | 16.2 | 25000 | 9 | 15500 | 1 | HRCU-A-CB |  |  | 177 | 527 | Yes
5666845 | Active | Systems | SOFTSOUND SXT+ R410A HP | COMFORTMAKER | CCH924GKA3* |  | EHD4X24A** | *9MV*0401410A** | 23800 | 12.5 | 15.5 | 25000 | 8.5 | 15700 | 1 | HRCU-A-CB |  |  | 182 | 558 | Yes
5666846 | Active | Systems | SOFTSOUND SXT+ R410A HP | COMFORTMAKER | CCH924GKA3* |  | EHD4X24A** | *9MV*0601714A** | 24800 | 13 | 16.2 | 25000 | 9 | 15900 | 1 | HRCU-A-CB |  |  | 181 | 527 | Yes
5666847 | Active | Systems | SOFTSOUND SXT+ R410A HP | COMFORTMAKER | CCH924GKA3* |  | EHD4X24A** | *9MV*0801716A** | 24600 | 13.2 | 16.5 | 25000 | 9 | 15700 | 1 | HRCU-A-CB |  |  | 177 | 527 | Yes
5666848 | Active | Systems | SOFTSOUND SXT+ R410A HP | COMFORTMAKER | CCH924GKA3* |  | EHD4X24A** | *9MV*0802120A** | 25000 | 13.2 | 16.7 | 25000 | 9.2 | 15800 | 1 | HRCU-A-CB |  |  | 177 | 515 | Yes
5666849 | Active | Systems | SOFTSOUND SXT+ R410A HP | COMFORTMAKER | CCH924GKA3* |  | EHD4X24A** | *9MV*1002120A** | 24600 | 13.2 | 16.7 | 25000 | 9.2 | 15600 | 1 | HRCU-A-CB |  |  | 174 | 515 | Yes
5666850 | Active | Systems | SOFTSOUND SXT+ R410A HP | COMFORTMAKER | CCH924GKA3* |  | EHD4X24A** | *9MV*1202422A** | 24600 | 13.2 | 16.7 | 25000 | 9.2 | 15600 | 1 | HRCU-A-CB |  |  | 174 | 515 | Yes
5666727 | Active | Systems | SOFTSOUND SXT+ R410A HP | COMFORTMAKER | CCH924GKA3* |  | EHD4X24A** | *9MX*0601714A** | 25000 | 13 | 16.5 | 25000 | 9.2 | 16000 | 1 | HRCU-A-CB |  |  | 179 | 515 | Yes
5666888 | Active | Systems | SOFTSOUND SXT+ R410A HP | COMFORTMAKER | CCH924GKA3* |  | EHD4X24A** | MV08**14C* | 24200 | 13.2 | 16.7 | 25000 | 9 | 15300 | 1 | HRCU-A-CB |  |  | 172 | 527 | Yes
5666889 | Active | Systems | SOFTSOUND SXT+ R410A HP | COMFORTMAKER | CCH924GKA3* |  | EHD4X24A** | MV12**17C* | 24400 | 13.2 | 16.7 | 25000 | 9 | 15400 | 1 | HRCU-A-CB |  |  | 173 | 527 | Yes
5666760 | Active | Systems | SOFTSOUND SXT+ R410A HP | COMFORTMAKER | CCH924GKA3* |  | EHD4X24A** | NOMV106D12* | 24800 | 13 | 16.2 | 25000 | 8.5 | 15800 | 1 | HRCU-A-CB |  |  | 181 | 558 | Yes
5692163 | Active | Systems | SOFTSOUND SXT+ R410A HP | COMFORTMAKER | CCH924GKA3* |  | EHD4X24A** | OLV098A12* | 24400 | 13 | 15.7 | 25000 | 8.5 | 15600 | 1 | HRCU-A-CB |  |  | 184 | 558 | Yes
5692070 | Active | Systems | SOFTSOUND SXT+ R410A HP | COMFORTMAKER | CCH924GKA3* |  | EHD4X24A** | OMV098J12* | 24400 | 13 | 16.2 | 25000 | 9 | 15600 | 1 | HRCU-A-CB |  |  | 178 | 527 | Yes
5666786 | Active | Systems | SOFTSOUND SXT+ R410A HP | COMFORTMAKER | CCH924GKA3* |  | EHD4X24A** | OMV112K14A | 24200 | 13.2 | 16.5 | 25000 | 9 | 15400 | 1 | HRCU-A-CB |  |  | 174 | 527 | Yes
5666656 | Active | Systems | SOFTSOUND SXT+ R410A HP | COMFORTMAKER | CCH924GKA3* |  | EHD4X24A**+WALLCON | *8MV*0701412** | 25000 | 13.5 | 17 | 25000 | 9.5 | 15700 | 1 | HRCU-A-CB |  |  | 174 | 499 | Yes
5666657 | Active | Systems | SOFTSOUND SXT+ R410A HP | COMFORTMAKER | CCH924GKA3* |  | EHD4X24A**+WALLCON | *8MV*0901716** | 25000 | 13.5 | 17 | 25000 | 9.5 | 15700 | 1 | HRCU-A-CB |  |  | 174 | 499 | Yes
5666658 | Active | Systems | SOFTSOUND SXT+ R410A HP | COMFORTMAKER | CCH924GKA3* |  | EHD4X24A**+WALLCON | *8MV*1102120** | 25000 | 13.5 | 16.7 | 25000 | 9.5 | 15700 | 1 | HRCU-A-CB |  |  | 177 | 499 | Yes
5666659 | Active | Systems | SOFTSOUND SXT+ R410A HP | COMFORTMAKER | CCH924GKA3* |  | EHD4X24A**+WALLCON | *8MV*1352422** | 25000 | 13.5 | 17 | 25000 | 9.5 | 15700 | 1 | HRCU-A-CB |  |  | 174 | 499 | Yes
5666650 | Active | Systems | SOFTSOUND SXT+ R410A HP | COMFORTMAKER | CCH924GKA3* |  | EHD4X24A**+WALLCON | *9MA*0601714A** | 24800 | 13 | 16 | 25000 | 9.2 | 15900 | 1 | HRCU-A-CB |  |  | 184 | 515 | Yes
5666652 | Active | Systems | SOFTSOUND SXT+ R410A HP | COMFORTMAKER | CCH924GKA3* |  | EHD4X24A**+WALLCON | *9MA*0602120A** | 24800 | 13.2 | 16.2 | 25000 | 9.2 | 15800 | 1 | HRCU-A-CB |  |  | 181 | 515 | Yes
5666651 | Active | Systems | SOFTSOUND SXT+ R410A HP | COMFORTMAKER | CCH924GKA3* |  | EHD4X24A**+WALLCON | *9MA*0801714A** | 24800 | 13.2 | 16.2 | 25000 | 9.5 | 15800 | 1 | HRCU-A-CB |  |  | 181 | 499 | Yes
5666653 | Active | Systems | SOFTSOUND SXT+ R410A HP | COMFORTMAKER | CCH924GKA3* |  | EHD4X24A**+WALLCON | *9MA*0802120A** | 25000 | 13.2 | 16.5 | 25000 | 9.5 | 15800 | 1 | HRCU-A-CB |  |  | 179 | 499 | Yes
5666654 | Active | Systems | SOFTSOUND SXT+ R410A HP | COMFORTMAKER | CCH924GKA3* |  | EHD4X24A**+WALLCON | *9MA*1002122A** | 25000 | 13.2 | 16.7 | 25000 | 9.5 | 15700 | 1 | HRCU-A-CB |  |  | 177 | 499 | Yes
5666655 | Active | Systems | SOFTSOUND SXT+ R410A HP | COMFORTMAKER | CCH924GKA3* |  | EHD4X24A**+WALLCON | *9MA*1202422A** | 24800 | 13.2 | 16.5 | 25000 | 9.5 | 15800 | 1 | HRCU-A-CB |  |  | 178 | 499 | Yes
5666747 | Active | Systems | SOFTSOUND SXT+ R410A HP | COMFORTMAKER | CCH924GKA3* |  | EHD4X30A** | *8MX*0451408** | 24400 | 13.2 | 16.5 | 25000 | 9 | 15500 | 1 | HRCU-A-CB |  |  | 175 | 527 | Yes
5666851 | Active | Systems | SOFTSOUND SXT+ R410A HP | COMFORTMAKER | CCH924GKA3* |  | EHD4X30A** | *9MV*0401410A** | 24000 | 12.5 | 15.7 | 25000 | 8.5 | 15800 | 1 | HRCU-A-CB |  |  | 181 | 558 | Yes
5666852 | Active | Systems | SOFTSOUND SXT+ R410A HP | COMFORTMAKER | CCH924GKA3* |  | EHD4X30A** | *9MV*0601714A** | 24600 | 13.2 | 16.5 | 25000 | 9 | 15700 | 1 | HRCU-A-CB |  |  | 177 | 527 | Yes
5666853 | Active | Systems | SOFTSOUND SXT+ R410A HP | COMFORTMAKER | CCH924GKA3* |  | EHD4X30A** | *9MV*0801716A** | 24800 | 13.2 | 16.7 | 25000 | 9.2 | 15700 | 1 | HRCU-A-CB |  |  | 176 | 515 | Yes
5666854 | Active | Systems | SOFTSOUND SXT+ R410A HP | COMFORTMAKER | CCH924GKA3* |  | EHD4X30A** | *9MV*0802120A** | 24200 | 13.5 | 16.7 | 25000 | 9.2 | 15400 | 1 | HRCU-A-CB |  |  | 172 | 515 | Yes
5666855 | Active | Systems | SOFTSOUND SXT+ R410A HP | COMFORTMAKER | CCH924GKA3* |  | EHD4X30A** | *9MV*1002120A** | 25000 | 13.5 | 17 | 25000 | 9.5 | 15700 | 1 | HRCU-A-CB |  |  | 174 | 499 | Yes
5666856 | Active | Systems | SOFTSOUND SXT+ R410A HP | COMFORTMAKER | CCH924GKA3* |  | EHD4X30A** | *9MV*1202422A** | 25000 | 13.7 | 17 | 25000 | 9.5 | 15400 | 1 | HRCU-A-CB |  |  | 174 | 499 | Yes
5666729 | Active | Systems | SOFTSOUND SXT+ R410A HP | COMFORTMAKER | CCH924GKA3* |  | EHD4X30A** | *9MX*0601714A** | 25400 | 13.2 | 17 | 25000 | 9.5 | 16000 | 1 | HRCU-A-CB |  |  | 177 | 499 | Yes
5666890 | Active | Systems | SOFTSOUND SXT+ R410A HP | COMFORTMAKER | CCH924GKA3* |  | EHD4X30A** | MV08**14C* | 24200 | 13.5 | 16.7 | 25000 | 9 | 15300 | 1 | HRCU-A-CB |  |  | 172 | 527 | Yes
5666891 | Active | Systems | SOFTSOUND SXT+ R410A HP | COMFORTMAKER | CCH924GKA3* |  | EHD4X30A** | MV12**17C* | 24400 | 13.5 | 17 | 25000 | 9 | 15400 | 1 | HRCU-A-CB |  |  | 170 | 527 | Yes
5666761 | Active | Systems | SOFTSOUND SXT+ R410A HP | COMFORTMAKER | CCH924GKA3* |  | EHD4X30A** | NOMV106D12* | 25000 | 13.2 | 16.5 | 25000 | 8.5 | 15700 | 1 | HRCU-A-CB |  |  | 179 | 558 | Yes
5692169 | Active | Systems | SOFTSOUND SXT+ R410A HP | COMFORTMAKER | CCH924GKA3* |  | EHD4X30A** | OLV098A12* | 24400 | 13.2 | 16 | 25000 | 8.5 | 15500 | 1 | HRCU-A-CB |  |  | 181 | 558 | Yes
5692074 | Active | Systems | SOFTSOUND SXT+ R410A HP | COMFORTMAKER | CCH924GKA3* |  | EHD4X30A** | OMV098J12* | 24400 | 13.2 | 16.7 | 25000 | 9 | 15600 | 1 | HRCU-A-CB |  |  | 173 | 527 | Yes
5666788 | Active | Systems | SOFTSOUND SXT+ R410A HP | COMFORTMAKER | CCH924GKA3* |  | EHD4X30A** | OMV112K14A | 24400 | 13.5 | 16.7 | 25000 | 9 | 15400 | 1 | HRCU-A-CB |  |  | 173 | 527 | Yes
5666666 | Active | Systems | SOFTSOUND SXT+ R410A HP | COMFORTMAKER | CCH924GKA3* |  | EHD4X30A**+WALLCON | *8MV*0701412** | 25000 | 13.7 | 17.2 | 25000 | 9.5 | 15700 | 1 | HRCU-A-CB |  |  | 172 | 499 | Yes
5666667 | Active | Systems | SOFTSOUND SXT+ R410A HP | COMFORTMAKER | CCH924GKA3* |  | EHD4X30A**+WALLCON | *8MV*0901716** | 25000 | 13.7 | 17.2 | 25000 | 9.5 | 15600 | 1 | HRCU-A-CB |  |  | 172 | 499 | Yes
5666668 | Active | Systems | SOFTSOUND SXT+ R410A HP | COMFORTMAKER | CCH924GKA3* |  | EHD4X30A**+WALLCON | *8MV*1102120** | 25000 | 13.7 | 17.2 | 25000 | 9.5 | 15700 | 1 | HRCU-A-CB |  |  | 172 | 499 | Yes
5666669 | Active | Systems | SOFTSOUND SXT+ R410A HP | COMFORTMAKER | CCH924GKA3* |  | EHD4X30A**+WALLCON | *8MV*1352422** | 25000 | 13.7 | 17.2 | 25000 | 9.5 | 15600 | 1 | HRCU-A-CB |  |  | 172 | 499 | Yes
5666660 | Active | Systems | SOFTSOUND SXT+ R410A HP | COMFORTMAKER | CCH924GKA3* |  | EHD4X30A**+WALLCON | *9MA*0601714A** | 25000 | 13.2 | 16.5 | 25000 | 9.5 | 15800 | 1 | HRCU-A-CB |  |  | 179 | 499 | Yes
5666662 | Active | Systems | SOFTSOUND SXT+ R410A HP | COMFORTMAKER | CCH924GKA3* |  | EHD4X30A**+WALLCON | *9MA*0602120A** | 25000 | 13.2 | 16.7 | 25000 | 9.5 | 15800 | 1 | HRCU-A-CB |  |  | 177 | 499 | Yes
5666661 | Active | Systems | SOFTSOUND SXT+ R410A HP | COMFORTMAKER | CCH924GKA3* |  | EHD4X30A**+WALLCON | *9MA*0801714A** | 25000 | 13.2 | 16.7 | 25000 | 9.5 | 15800 | 1 | HRCU-A-CB |  |  | 177 | 499 | Yes
5666663 | Active | Systems | SOFTSOUND SXT+ R410A HP | COMFORTMAKER | CCH924GKA3* |  | EHD4X30A**+WALLCON | *9MA*0802120A** | 25000 | 13.5 | 17 | 25000 | 9.5 | 15700 | 1 | HRCU-A-CB |  |  | 174 | 499 | Yes
5666664 | Active | Systems | SOFTSOUND SXT+ R410A HP | COMFORTMAKER | CCH924GKA3* |  | EHD4X30A**+WALLCON | *9MA*1002122A** | 25000 | 13.5 | 17 | 25000 | 9.5 | 15700 | 1 | HRCU-A-CB |  |  | 174 | 499 | Yes
5666665 | Active | Systems | SOFTSOUND SXT+ R410A HP | COMFORTMAKER | CCH924GKA3* |  | EHD4X30A**+WALLCON | *9MA*1202422A** | 25000 | 13.5 | 16.7 | 25000 | 9.5 | 15700 | 1 | HRCU-A-CB |  |  | 177 | 499 | Yes
5666748 | Active | Systems | SOFTSOUND SXT+ R410A HP | COMFORTMAKER | CCH924GKA3* |  | EHD4X36A** | *8MX*0451408** | 24600 | 13.2 | 16.7 | 25000 | 9 | 15600 | 1 | HRCU-A-CB |  |  | 174 | 527 | Yes
5666857 | Active | Systems | SOFTSOUND SXT+ R410A HP | COMFORTMAKER | CCH924GKA3* |  | EHD4X36A** | *9MV*0401410A** | 24200 | 12.5 | 15.7 | 25000 | 9 | 15800 | 1 | HRCU-A-CB |  |  | 183 | 527 | Yes
5666858 | Active | Systems | SOFTSOUND SXT+ R410A HP | COMFORTMAKER | CCH924GKA3* |  | EHD4X36A** | *9MV*0601714A** | 24800 | 13.2 | 16.7 | 25000 | 9.5 | 15800 | 1 | HRCU-A-CB |  |  | 176 | 499 | Yes
5666859 | Active | Systems | SOFTSOUND SXT+ R410A HP | COMFORTMAKER | CCH924GKA3* |  | EHD4X36A** | *9MV*0801716A** | 25000 | 13.5 | 16.7 | 25000 | 9.5 | 15700 | 1 | HRCU-A-CB |  |  | 177 | 499 | Yes
5666860 | Active | Systems | SOFTSOUND SXT+ R410A HP | COMFORTMAKER | CCH924GKA3* |  | EHD4X36A** | *9MV*0802120A** | 24600 | 13.7 | 17 | 25000 | 9.5 | 15500 | 1 | HRCU-A-CB |  |  | 171 | 499 | Yes
5666861 | Active | Systems | SOFTSOUND SXT+ R410A HP | COMFORTMAKER | CCH924GKA3* |  | EHD4X36A** | *9MV*1002120A** | 25000 | 13.7 | 17.2 | 25000 | 9.5 | 15600 | 1 | HRCU-A-CB |  |  | 172 | 499 | Yes
5666862 | Active | Systems | SOFTSOUND SXT+ R410A HP | COMFORTMAKER | CCH924GKA3* |  | EHD4X36A** | *9MV*1202422A** | 24800 | 13.7 | 17 | 25000 | 9.5 | 15500 | 1 | HRCU-A-CB |  |  | 173 | 499 | Yes
5666731 | Active | Systems | SOFTSOUND SXT+ R410A HP | COMFORTMAKER | CCH924GKA3* |  | EHD4X36A** | *9MX*0601714A** | 25600 | 13.2 | 17 | 25000 | 9.5 | 16100 | 1 | HRCU-A-CB |  |  | 178 | 499 | Yes
5666892 | Active | Systems | SOFTSOUND SXT+ R410A HP | COMFORTMAKER | CCH924GKA3* |  | EHD4X36A** | MV08**14C* | 24200 | 13.5 | 16.7 | 25000 | 9 | 15300 | 1 | HRCU-A-CB |  |  | 172 | 527 | Yes
5666893 | Active | Systems | SOFTSOUND SXT+ R410A HP | COMFORTMAKER | CCH924GKA3* |  | EHD4X36A** | MV12**17C* | 24400 | 13.7 | 17 | 25000 | 9 | 15400 | 1 | HRCU-A-CB |  |  | 170 | 527 | Yes
5666762 | Active | Systems | SOFTSOUND SXT+ R410A HP | COMFORTMAKER | CCH924GKA3* |  | EHD4X36A** | NOMV106D12* | 25000 | 13.5 | 16.5 | 25000 | 9 | 15700 | 1 | HRCU-A-CB |  |  | 179 | 527 | Yes
5692179 | Active | Systems | SOFTSOUND SXT+ R410A HP | COMFORTMAKER | CCH924GKA3* |  | EHD4X36A** | OLV098A12* | 24600 | 13.2 | 16 | 25000 | 8.5 | 15500 | 1 | HRCU-A-CB |  |  | 182 | 558 | Yes
5692080 | Active | Systems | SOFTSOUND SXT+ R410A HP | COMFORTMAKER | CCH924GKA3* |  | EHD4X36A** | OMV098J12* | 24600 | 13.2 | 16.7 | 25000 | 9 | 15600 | 1 | HRCU-A-CB |  |  | 174 | 527 | Yes
5666790 | Active | Systems | SOFTSOUND SXT+ R410A HP | COMFORTMAKER | CCH924GKA3* |  | EHD4X36A** | OMV112K14A | 24400 | 13.5 | 17 | 25000 | 9.2 | 15400 | 1 | HRCU-A-CB |  |  | 170 | 515 | Yes
5666676 | Active | Systems | SOFTSOUND SXT+ R410A HP | COMFORTMAKER | CCH924GKA3* |  | EHD4X36A**+WALLCON | *8MV*0701412** | 25200 | 13.7 | 17.2 | 25000 | 9.5 | 15700 | 1 | HRCU-A-CB |  |  | 173 | 499 | Yes
5666677 | Active | Systems | SOFTSOUND SXT+ R410A HP | COMFORTMAKER | CCH924GKA3* |  | EHD4X36A**+WALLCON | *8MV*0901716** | 25200 | 13.7 | 17.5 | 25000 | 9.7 | 15600 | 1 | HRCU-A-CB |  |  | 170 | 489 | Yes
5666678 | Active | Systems | SOFTSOUND SXT+ R410A HP | COMFORTMAKER | CCH924GKA3* |  | EHD4X36A**+WALLCON | *8MV*1102120** | 25200 | 13.7 | 17.2 | 25000 | 9.5 | 15600 | 1 | HRCU-A-CB |  |  | 173 | 499 | Yes
5666679 | Active | Systems | SOFTSOUND SXT+ R410A HP | COMFORTMAKER | CCH924GKA3* |  | EHD4X36A**+WALLCON | *8MV*1352422** | 25200 | 14 | 17.5 | 25000 | 9.7 | 15600 | 1 | HRCU-A-CB |  |  | 170 | 489 | Yes
5666670 | Active | Systems | SOFTSOUND SXT+ R410A HP | COMFORTMAKER | CCH924GKA3* |  | EHD4X36A**+WALLCON | *9MA*0601714A** | 25000 | 13.2 | 16.5 | 25000 | 9.5 | 15800 | 1 | HRCU-A-CB |  |  | 179 | 499 | Yes
5666672 | Active | Systems | SOFTSOUND SXT+ R410A HP | COMFORTMAKER | CCH924GKA3* |  | EHD4X36A**+WALLCON | *9MA*0602120A** | 25000 | 13.5 | 17 | 25000 | 9.5 | 15800 | 1 | HRCU-A-CB |  |  | 174 | 499 | Yes
5666671 | Active | Systems | SOFTSOUND SXT+ R410A HP | COMFORTMAKER | CCH924GKA3* |  | EHD4X36A**+WALLCON | *9MA*0801714A** | 25000 | 13.5 | 17 | 25000 | 9.5 | 15700 | 1 | HRCU-A-CB |  |  | 174 | 499 | Yes
5666673 | Active | Systems | SOFTSOUND SXT+ R410A HP | COMFORTMAKER | CCH924GKA3* |  | EHD4X36A**+WALLCON | *9MA*0802120A** | 25000 | 13.7 | 17.2 | 25000 | 9.5 | 15700 | 1 | HRCU-A-CB |  |  | 172 | 499 | Yes
5666674 | Active | Systems | SOFTSOUND SXT+ R410A HP | COMFORTMAKER | CCH924GKA3* |  | EHD4X36A**+WALLCON | *9MA*1002122A** | 25200 | 13.7 | 17.2 | 25000 | 9.5 | 15700 | 1 | HRCU-A-CB |  |  | 173 | 499 | Yes
5666675 | Active | Systems | SOFTSOUND SXT+ R410A HP | COMFORTMAKER | CCH924GKA3* |  | EHD4X36A**+WALLCON | *9MA*1202422A** | 25000 | 13.7 | 17 | 25000 | 9.5 | 15700 | 1 | HRCU-A-CB |  |  | 174 | 499 | Yes
5666738 | Active | Systems | SOFTSOUND SXT+ R410A HP | COMFORTMAKER | CCH924GKA3* |  | EN(A,D)4X24*14** | *8MX*0451408** | 24200 | 13 | 16.2 | 25000 | 9 | 15500 | 1 | HRCU-A-CB |  |  | 177 | 527 | Yes
5666821 | Active | Systems | SOFTSOUND SXT+ R410A HP | COMFORTMAKER | CCH924GKA3* |  | EN(A,D)4X24*14** | *9MV*0401410A** | 23800 | 12.5 | 15.7 | 25000 | 8.5 | 15700 | 1 | HRCU-A-CB |  |  | 179 | 558 | Yes
5666873 | Active | Systems | SOFTSOUND SXT+ R410A HP | COMFORTMAKER | CCH924GKA3* |  | EN(A,D)4X24*14** | MV08**14C* | 24000 | 13.2 | 16.7 | 25000 | 9 | 15300 | 1 | HRCU-A-CB |  |  | 170 | 527 | Yes
5666617 | Active | Systems | SOFTSOUND SXT+ R410A HP | COMFORTMAKER | CCH924GKA3* |  | EN(A,D)4X24*14**+WALLCON | *8MV*0701412** | 24800 | 13.5 | 17 | 25000 | 9.5 | 15700 | 1 | HRCU-A-CB |  |  | 173 | 499 | Yes
5666739 | Active | Systems | SOFTSOUND SXT+ R410A HP | COMFORTMAKER | CCH924GKA3* |  | EN(A,D)4X24*17** | *8MX*0451408** | 24200 | 13 | 16.2 | 25000 | 9 | 15500 | 1 | HRCU-A-CB |  |  | 177 | 527 | Yes
5666822 | Active | Systems | SOFTSOUND SXT+ R410A HP | COMFORTMAKER | CCH924GKA3* |  | EN(A,D)4X24*17** | *9MV*0401410A** | 23800 | 12.5 | 15.7 | 25000 | 8.5 | 15700 | 1 | HRCU-A-CB |  |  | 179 | 558 | Yes
5666823 | Active | Systems | SOFTSOUND SXT+ R410A HP | COMFORTMAKER | CCH924GKA3* |  | EN(A,D)4X24*17** | *9MV*0601714A** | 24400 | 13 | 16.5 | 25000 | 9 | 15600 | 1 | HRCU-A-CB |  |  | 175 | 527 | Yes
5666824 | Active | Systems | SOFTSOUND SXT+ R410A HP | COMFORTMAKER | CCH924GKA3* |  | EN(A,D)4X24*17** | *9MV*0801716A** | 24600 | 13.2 | 16.5 | 25000 | 9 | 15600 | 1 | HRCU-A-CB |  |  | 177 | 527 | Yes
5666713 | Active | Systems | SOFTSOUND SXT+ R410A HP | COMFORTMAKER | CCH924GKA3* |  | EN(A,D)4X24*17** | *9MX*0601714A** | 25000 | 13 | 16.5 | 25000 | 9 | 16000 | 1 | HRCU-A-CB |  |  | 179 | 527 | Yes
5666874 | Active | Systems | SOFTSOUND SXT+ R410A HP | COMFORTMAKER | CCH924GKA3* |  | EN(A,D)4X24*17** | MV08**14C* | 24000 | 13.2 | 16.7 | 25000 | 9 | 15300 | 1 | HRCU-A-CB |  |  | 170 | 527 | Yes
5666875 | Active | Systems | SOFTSOUND SXT+ R410A HP | COMFORTMAKER | CCH924GKA3* |  | EN(A,D)4X24*17** | MV12**17C* | 24200 | 13.2 | 17 | 25000 | 9 | 15400 | 1 | HRCU-A-CB |  |  | 169 | 527 | Yes
5666753 | Active | Systems | SOFTSOUND SXT+ R410A HP | COMFORTMAKER | CCH924GKA3* |  | EN(A,D)4X24*17** | NOMV106D12* | 24800 | 13 | 16.2 | 25000 | 8.5 | 15800 | 1 | HRCU-A-CB |  |  | 181 | 558 | Yes
5692114 | Active | Systems | SOFTSOUND SXT+ R410A HP | COMFORTMAKER | CCH924GKA3* |  | EN(A,D)4X24*17** | OLV098A12* | 24400 | 13 | 16 | 25000 | 8.5 | 15500 | 1 | HRCU-A-CB |  |  | 181 | 558 | Yes
5692020 | Active | Systems | SOFTSOUND SXT+ R410A HP | COMFORTMAKER | CCH924GKA3* |  | EN(A,D)4X24*17** | OMV098J12* | 24400 | 13 | 16.5 | 25000 | 9 | 15600 | 1 | HRCU-A-CB |  |  | 175 | 527 | Yes
5666772 | Active | Systems | SOFTSOUND SXT+ R410A HP | COMFORTMAKER | CCH924GKA3* |  | EN(A,D)4X24*17** | OMV112K14A | 24200 | 13.2 | 16.7 | 25000 | 9 | 15400 | 1 | HRCU-A-CB |  |  | 172 | 527 | Yes
5666620 | Active | Systems | SOFTSOUND SXT+ R410A HP | COMFORTMAKER | CCH924GKA3* |  | EN(A,D)4X24*17**+WALLCON | *8MV*0701412** | 24800 | 13.5 | 17 | 25000 | 9.5 | 15700 | 1 | HRCU-A-CB |  |  | 173 | 499 | Yes
5666621 | Active | Systems | SOFTSOUND SXT+ R410A HP | COMFORTMAKER | CCH924GKA3* |  | EN(A,D)4X24*17**+WALLCON | *8MV*0901716** | 25000 | 13.5 | 17.2 | 25000 | 9.5 | 15600 | 1 | HRCU-A-CB |  |  | 172 | 499 | Yes
5666618 | Active | Systems | SOFTSOUND SXT+ R410A HP | COMFORTMAKER | CCH924GKA3* |  | EN(A,D)4X24*17**+WALLCON | *9MA*0601714A** | 24800 | 13 | 16.2 | 25000 | 9 | 15800 | 1 | HRCU-A-CB |  |  | 181 | 527 | Yes
5666619 | Active | Systems | SOFTSOUND SXT+ R410A HP | COMFORTMAKER | CCH924GKA3* |  | EN(A,D)4X24*17**+WALLCON | *9MA*0801714A** | 24800 | 13.2 | 16.5 | 25000 | 9.2 | 15800 | 1 | HRCU-A-CB |  |  | 178 | 515 | Yes
5666740 | Active | Systems | SOFTSOUND SXT+ R410A HP | COMFORTMAKER | CCH924GKA3* |  | EN(A,D)4X30*14** | *8MX*0451408** | 24200 | 13.2 | 16.2 | 25000 | 9 | 15500 | 1 | HRCU-A-CB |  |  | 177 | 527 | Yes
5666825 | Active | Systems | SOFTSOUND SXT+ R410A HP | COMFORTMAKER | CCH924GKA3* |  | EN(A,D)4X30*14** | *9MV*0401410A** | 23800 | 12.5 | 15.7 | 25000 | 8.5 | 15700 | 1 | HRCU-A-CB |  |  | 179 | 558 | Yes
5666876 | Active | Systems | SOFTSOUND SXT+ R410A HP | COMFORTMAKER | CCH924GKA3* |  | EN(A,D)4X30*14** | MV08**14C* | 24200 | 13.2 | 16.7 | 25000 | 9 | 15300 | 1 | HRCU-A-CB |  |  | 172 | 527 | Yes
5666622 | Active | Systems | SOFTSOUND SXT+ R410A HP | COMFORTMAKER | CCH924GKA3* |  | EN(A,D)4X30*14**+WALLCON | *8MV*0701412** | 24800 | 13.5 | 17 | 25000 | 9.5 | 15700 | 1 | HRCU-A-CB |  |  | 173 | 499 | Yes
5666741 | Active | Systems | SOFTSOUND SXT+ R410A HP | COMFORTMAKER | CCH924GKA3* |  | EN(A,D)4X30*17** | *8MX*0451408** | 24400 | 13.2 | 16.5 | 25000 | 9 | 15500 | 1 | HRCU-A-CB |  |  | 175 | 527 | Yes
5666826 | Active | Systems | SOFTSOUND SXT+ R410A HP | COMFORTMAKER | CCH924GKA3* |  | EN(A,D)4X30*17** | *9MV*0401410A** | 24000 | 12.5 | 15.7 | 25000 | 9 | 15700 | 1 | HRCU-A-CB |  |  | 181 | 527 | Yes
5666827 | Active | Systems | SOFTSOUND SXT+ R410A HP | COMFORTMAKER | CCH924GKA3* |  | EN(A,D)4X30*17** | *9MV*0601714A** | 24600 | 13.2 | 16.5 | 25000 | 9.2 | 15700 | 1 | HRCU-A-CB |  |  | 177 | 515 | Yes
5666828 | Active | Systems | SOFTSOUND SXT+ R410A HP | COMFORTMAKER | CCH924GKA3* |  | EN(A,D)4X30*17** | *9MV*0801716A** | 24800 | 13.2 | 16.7 | 25000 | 9.5 | 15700 | 1 | HRCU-A-CB |  |  | 176 | 499 | Yes
5666716 | Active | Systems | SOFTSOUND SXT+ R410A HP | COMFORTMAKER | CCH924GKA3* |  | EN(A,D)4X30*17** | *9MX*0601714A** | 25200 | 13 | 16.7 | 25000 | 9.5 | 16000 | 1 | HRCU-A-CB |  |  | 179 | 499 | Yes
5666877 | Active | Systems | SOFTSOUND SXT+ R410A HP | COMFORTMAKER | CCH924GKA3* |  | EN(A,D)4X30*17** | MV08**14C* | 24200 | 13.5 | 17 | 25000 | 9 | 15300 | 1 | HRCU-A-CB |  |  | 169 | 527 | Yes
5666878 | Active | Systems | SOFTSOUND SXT+ R410A HP | COMFORTMAKER | CCH924GKA3* |  | EN(A,D)4X30*17** | MV12**17C* | 24400 | 13.5 | 17 | 25000 | 9 | 15300 | 1 | HRCU-A-CB |  |  | 170 | 527 | Yes
5666754 | Active | Systems | SOFTSOUND SXT+ R410A HP | COMFORTMAKER | CCH924GKA3* |  | EN(A,D)4X30*17** | NOMV106D12* | 24800 | 13.2 | 16.5 | 25000 | 9 | 15700 | 1 | HRCU-A-CB |  |  | 178 | 527 | Yes
5692121 | Active | Systems | SOFTSOUND SXT+ R410A HP | COMFORTMAKER | CCH924GKA3* |  | EN(A,D)4X30*17** | OLV098A12* | 24400 | 13.2 | 16 | 25000 | 8.5 | 15500 | 1 | HRCU-A-CB |  |  | 181 | 558 | Yes
5692023 | Active | Systems | SOFTSOUND SXT+ R410A HP | COMFORTMAKER | CCH924GKA3* |  | EN(A,D)4X30*17** | OMV098J12* | 24400 | 13.2 | 16.7 | 25000 | 9 | 15500 | 1 | HRCU-A-CB |  |  | 173 | 527 | Yes
5666774 | Active | Systems | SOFTSOUND SXT+ R410A HP | COMFORTMAKER | CCH924GKA3* |  | EN(A,D)4X30*17** | OMV112K14A | 24200 | 13.5 | 16.7 | 25000 | 9 | 15300 | 1 | HRCU-A-CB |  |  | 172 | 527 | Yes
5666625 | Active | Systems | SOFTSOUND SXT+ R410A HP | COMFORTMAKER | CCH924GKA3* |  | EN(A,D)4X30*17**+WALLCON | *8MV*0701412** | 25000 | 13.7 | 17 | 25000 | 9.5 | 15600 | 1 | HRCU-A-CB |  |  | 174 | 499 | Yes
5666626 | Active | Systems | SOFTSOUND SXT+ R410A HP | COMFORTMAKER | CCH924GKA3* |  | EN(A,D)4X30*17**+WALLCON | *8MV*0901716** | 25000 | 13.7 | 17.2 | 25000 | 9.5 | 15600 | 1 | HRCU-A-CB |  |  | 172 | 499 | Yes
5666623 | Active | Systems | SOFTSOUND SXT+ R410A HP | COMFORTMAKER | CCH924GKA3* |  | EN(A,D)4X30*17**+WALLCON | *9MA*0601714A** | 24800 | 13.2 | 16.5 | 25000 | 9.5 | 15800 | 1 | HRCU-A-CB |  |  | 178 | 499 | Yes
5666624 | Active | Systems | SOFTSOUND SXT+ R410A HP | COMFORTMAKER | CCH924GKA3* |  | EN(A,D)4X30*17**+WALLCON | *9MA*0801714A** | 24800 | 13.5 | 16.7 | 25000 | 9.5 | 15700 | 1 | HRCU-A-CB |  |  | 176 | 499 | Yes
5666832 | Active | Systems | SOFTSOUND SXT+ R410A HP | COMFORTMAKER | CCH924GKA3* |  | EN(A,D)4X36*21** | *9MV*0601714A** | 24600 | 13.2 | 16.5 | 25000 | 9.2 | 15700 | 1 | HRCU-A-CB |  |  | 177 | 515 | Yes
5666833 | Active | Systems | SOFTSOUND SXT+ R410A HP | COMFORTMAKER | CCH924GKA3* |  | EN(A,D)4X36*21** | *9MV*0801716A** | 24800 | 13.2 | 16.7 | 25000 | 9.5 | 15700 | 1 | HRCU-A-CB |  |  | 176 | 499 | Yes
5666834 | Active | Systems | SOFTSOUND SXT+ R410A HP | COMFORTMAKER | CCH924GKA3* |  | EN(A,D)4X36*21** | *9MV*0802120A** | 24400 | 13.5 | 17 | 25000 | 9.5 | 15400 | 1 | HRCU-A-CB |  |  | 170 | 499 | Yes
5666835 | Active | Systems | SOFTSOUND SXT+ R410A HP | COMFORTMAKER | CCH924GKA3* |  | EN(A,D)4X36*21** | *9MV*1002120A** | 24800 | 13.5 | 17 | 25000 | 9.5 | 15600 | 1 | HRCU-A-CB |  |  | 173 | 499 | Yes
5666719 | Active | Systems | SOFTSOUND SXT+ R410A HP | COMFORTMAKER | CCH924GKA3* |  | EN(A,D)4X36*21** | *9MX*0601714A** | 25200 | 13.2 | 16.7 | 25000 | 9.5 | 16000 | 1 | HRCU-A-CB |  |  | 179 | 499 | Yes
5666881 | Active | Systems | SOFTSOUND SXT+ R410A HP | COMFORTMAKER | CCH924GKA3* |  | EN(A,D)4X36*21** | MV12**17C* | 24400 | 13.5 | 17 | 25000 | 9 | 15300 | 1 | HRCU-A-CB |  |  | 170 | 527 | Yes
5666756 | Active | Systems | SOFTSOUND SXT+ R410A HP | COMFORTMAKER | CCH924GKA3* |  | EN(A,D)4X36*21** | NOMV106D12* | 24800 | 13.2 | 16.5 | 25000 | 9 | 15600 | 1 | HRCU-A-CB |  |  | 178 | 527 | Yes
5692135 | Active | Systems | SOFTSOUND SXT+ R410A HP | COMFORTMAKER | CCH924GKA3* |  | EN(A,D)4X36*21** | OLV098A12* | 24400 | 13.2 | 16 | 25000 | 8.5 | 15500 | 1 | HRCU-A-CB |  |  | 181 | 558 | Yes
5692041 | Active | Systems | SOFTSOUND SXT+ R410A HP | COMFORTMAKER | CCH924GKA3* |  | EN(A,D)4X36*21** | OMV098J12* | 24400 | 13.2 | 16.7 | 25000 | 9 | 15500 | 1 | HRCU-A-CB |  |  | 173 | 527 | Yes
5666778 | Active | Systems | SOFTSOUND SXT+ R410A HP | COMFORTMAKER | CCH924GKA3* |  | EN(A,D)4X36*21** | OMV112K14A | 24200 | 13.5 | 16.7 | 25000 | 9 | 15300 | 1 | HRCU-A-CB |  |  | 172 | 527 | Yes
5666636 | Active | Systems | SOFTSOUND SXT+ R410A HP | COMFORTMAKER | CCH924GKA3* |  | EN(A,D)4X36*21**+WALLCON | *8MV*0901716** | 25000 | 13.7 | 17.2 | 25000 | 9.5 | 15600 | 1 | HRCU-A-CB |  |  | 172 | 499 | Yes
5666637 | Active | Systems | SOFTSOUND SXT+ R410A HP | COMFORTMAKER | CCH924GKA3* |  | EN(A,D)4X36*21**+WALLCON | *8MV*1102120** | 25000 | 13.7 | 17.2 | 25000 | 9.5 | 15600 | 1 | HRCU-A-CB |  |  | 172 | 499 | Yes
5666631 | Active | Systems | SOFTSOUND SXT+ R410A HP | COMFORTMAKER | CCH924GKA3* |  | EN(A,D)4X36*21**+WALLCON | *9MA*0601714A** | 24800 | 13.2 | 16.5 | 25000 | 9.5 | 15800 | 1 | HRCU-A-CB |  |  | 178 | 499 | Yes
5666633 | Active | Systems | SOFTSOUND SXT+ R410A HP | COMFORTMAKER | CCH924GKA3* |  | EN(A,D)4X36*21**+WALLCON | *9MA*0602120A** | 24800 | 13.2 | 16.7 | 25000 | 9.5 | 15700 | 1 | HRCU-A-CB |  |  | 176 | 499 | Yes
5666632 | Active | Systems | SOFTSOUND SXT+ R410A HP | COMFORTMAKER | CCH924GKA3* |  | EN(A,D)4X36*21**+WALLCON | *9MA*0801714A** | 24800 | 13.5 | 16.7 | 25000 | 9.5 | 15700 | 1 | HRCU-A-CB |  |  | 176 | 499 | Yes
5666634 | Active | Systems | SOFTSOUND SXT+ R410A HP | COMFORTMAKER | CCH924GKA3* |  | EN(A,D)4X36*21**+WALLCON | *9MA*0802120A** | 25000 | 13.5 | 17 | 25000 | 9.5 | 15600 | 1 | HRCU-A-CB |  |  | 174 | 499 | Yes
5666635 | Active | Systems | SOFTSOUND SXT+ R410A HP | COMFORTMAKER | CCH924GKA3* |  | EN(A,D)4X36*21**+WALLCON | *9MA*1002122A** | 25000 | 13.7 | 17 | 25000 | 9.5 | 15600 | 1 | HRCU-A-CB |  |  | 174 | 499 | Yes
5666742 | Active | Systems | SOFTSOUND SXT+ R410A HP | COMFORTMAKER | CCH924GKA3* |  | EN(A,D,W)4X36*17** | *8MX*0451408** | 24400 | 13.2 | 16.5 | 25000 | 9 | 15500 | 1 | HRCU-A-CB |  |  | 175 | 527 | Yes
5666829 | Active | Systems | SOFTSOUND SXT+ R410A HP | COMFORTMAKER | CCH924GKA3* |  | EN(A,D,W)4X36*17** | *9MV*0401410A** | 24000 | 12.5 | 15.7 | 25000 | 9 | 15700 | 1 | HRCU-A-CB |  |  | 181 | 527 | Yes
5666830 | Active | Systems | SOFTSOUND SXT+ R410A HP | COMFORTMAKER | CCH924GKA3* |  | EN(A,D,W)4X36*17** | *9MV*0601714A** | 24600 | 13.2 | 16.5 | 25000 | 9.2 | 15700 | 1 | HRCU-A-CB |  |  | 177 | 515 | Yes
5666831 | Active | Systems | SOFTSOUND SXT+ R410A HP | COMFORTMAKER | CCH924GKA3* |  | EN(A,D,W)4X36*17** | *9MV*0801716A** | 24800 | 13.2 | 16.7 | 25000 | 9.5 | 15700 | 1 | HRCU-A-CB |  |  | 176 | 499 | Yes
5666718 | Active | Systems | SOFTSOUND SXT+ R410A HP | COMFORTMAKER | CCH924GKA3* |  | EN(A,D,W)4X36*17** | *9MX*0601714A** | 25200 | 13 | 16.7 | 25000 | 9.5 | 16000 | 1 | HRCU-A-CB |  |  | 179 | 499 | Yes
5666879 | Active | Systems | SOFTSOUND SXT+ R410A HP | COMFORTMAKER | CCH924GKA3* |  | EN(A,D,W)4X36*17** | MV08**14C* | 24200 | 13.5 | 16.7 | 25000 | 9 | 15300 | 1 | HRCU-A-CB |  |  | 172 | 527 | Yes
5666880 | Active | Systems | SOFTSOUND SXT+ R410A HP | COMFORTMAKER | CCH924GKA3* |  | EN(A,D,W)4X36*17** | MV12**17C* | 24400 | 13.5 | 17 | 25000 | 9 | 15300 | 1 | HRCU-A-CB |  |  | 170 | 527 | Yes
5666755 | Active | Systems | SOFTSOUND SXT+ R410A HP | COMFORTMAKER | CCH924GKA3* |  | EN(A,D,W)4X36*17** | NOMV106D12* | 24800 | 13.2 | 16.5 | 25000 | 9 | 15700 | 1 | HRCU-A-CB |  |  | 178 | 527 | Yes
5692128 | Active | Systems | SOFTSOUND SXT+ R410A HP | COMFORTMAKER | CCH924GKA3* |  | EN(A,D,W)4X36*17** | OLV098A12* | 24400 | 13.2 | 16 | 25000 | 8.5 | 15500 | 1 | HRCU-A-CB |  |  | 181 | 558 | Yes
5692032 | Active | Systems | SOFTSOUND SXT+ R410A HP | COMFORTMAKER | CCH924GKA3* |  | EN(A,D,W)4X36*17** | OMV098J12* | 24400 | 13.2 | 16.7 | 25000 | 9 | 15500 | 1 | HRCU-A-CB |  |  | 173 | 527 | Yes
5666776 | Active | Systems | SOFTSOUND SXT+ R410A HP | COMFORTMAKER | CCH924GKA3* |  | EN(A,D,W)4X36*17** | OMV112K14A | 24200 | 13.5 | 16.7 | 25000 | 9 | 15300 | 1 | HRCU-A-CB |  |  | 172 | 527 | Yes
5666629 | Active | Systems | SOFTSOUND SXT+ R410A HP | COMFORTMAKER | CCH924GKA3* |  | EN(A,D,W)4X36*17**+WALLCON | *8MV*0701412** | 25000 | 13.7 | 17 | 25000 | 9.5 | 15600 | 1 | HRCU-A-CB |  |  | 174 | 499 | Yes
5666630 | Active | Systems | SOFTSOUND SXT+ R410A HP | COMFORTMAKER | CCH924GKA3* |  | EN(A,D,W)4X36*17**+WALLCON | *8MV*0901716** | 25000 | 13.7 | 17.2 | 25000 | 9.5 | 15600 | 1 | HRCU-A-CB |  |  | 172 | 499 | Yes
5666627 | Active | Systems | SOFTSOUND SXT+ R410A HP | COMFORTMAKER | CCH924GKA3* |  | EN(A,D,W)4X36*17**+WALLCON | *9MA*0601714A** | 24800 | 13.2 | 16.5 | 25000 | 9.5 | 15800 | 1 | HRCU-A-CB |  |  | 178 | 499 | Yes
5666628 | Active | Systems | SOFTSOUND SXT+ R410A HP | COMFORTMAKER | CCH924GKA3* |  | EN(A,D,W)4X36*17**+WALLCON | *9MA*0801714A** | 24800 | 13.5 | 16.7 | 25000 | 9.5 | 15700 | 1 | HRCU-A-CB |  |  | 176 | 499 | Yes
5666743 | Active | Systems | SOFTSOUND SXT+ R410A HP | COMFORTMAKER | CCH924GKA3* |  | ENH4X24*17** | *8MX*0451408** | 24200 | 13 | 16.2 | 25000 | 9 | 15500 | 1 | HRCU-A-CB |  |  | 177 | 527 | Yes
5666836 | Active | Systems | SOFTSOUND SXT+ R410A HP | COMFORTMAKER | CCH924GKA3* |  | ENH4X24*17** | *9MV*0401410A** | 23800 | 12.5 | 15.7 | 25000 | 8.5 | 15700 | 1 | HRCU-A-CB |  |  | 179 | 558 | Yes
5666837 | Active | Systems | SOFTSOUND SXT+ R410A HP | COMFORTMAKER | CCH924GKA3* |  | ENH4X24*17** | *9MV*0601714A** | 24400 | 13 | 16.5 | 25000 | 9 | 15600 | 1 | HRCU-A-CB |  |  | 175 | 527 | Yes
5666838 | Active | Systems | SOFTSOUND SXT+ R410A HP | COMFORTMAKER | CCH924GKA3* |  | ENH4X24*17** | *9MV*0801716A** | 24600 | 13.2 | 16.5 | 25000 | 9 | 15600 | 1 | HRCU-A-CB |  |  | 177 | 527 | Yes
5666721 | Active | Systems | SOFTSOUND SXT+ R410A HP | COMFORTMAKER | CCH924GKA3* |  | ENH4X24*17** | *9MX*0601714A** | 25000 | 13 | 16.5 | 25000 | 9 | 16000 | 1 | HRCU-A-CB |  |  | 179 | 527 | Yes
5666882 | Active | Systems | SOFTSOUND SXT+ R410A HP | COMFORTMAKER | CCH924GKA3* |  | ENH4X24*17** | MV08**14C* | 24000 | 13.2 | 16.7 | 25000 | 9 | 15300 | 1 | HRCU-A-CB |  |  | 170 | 527 | Yes
5666883 | Active | Systems | SOFTSOUND SXT+ R410A HP | COMFORTMAKER | CCH924GKA3* |  | ENH4X24*17** | MV12**17C* | 24200 | 13.2 | 17 | 25000 | 9 | 15400 | 1 | HRCU-A-CB |  |  | 169 | 527 | Yes
5666757 | Active | Systems | SOFTSOUND SXT+ R410A HP | COMFORTMAKER | CCH924GKA3* |  | ENH4X24*17** | NOMV106D12* | 24800 | 13 | 16.2 | 25000 | 8.5 | 15800 | 1 | HRCU-A-CB |  |  | 181 | 558 | Yes
5692143 | Active | Systems | SOFTSOUND SXT+ R410A HP | COMFORTMAKER | CCH924GKA3* |  | ENH4X24*17** | OLV098A12* | 24400 | 13 | 16 | 25000 | 8.5 | 15500 | 1 | HRCU-A-CB |  |  | 181 | 558 | Yes
5692045 | Active | Systems | SOFTSOUND SXT+ R410A HP | COMFORTMAKER | CCH924GKA3* |  | ENH4X24*17** | OMV098J12* | 24400 | 13 | 16.5 | 25000 | 9 | 15600 | 1 | HRCU-A-CB |  |  | 175 | 527 | Yes
5666780 | Active | Systems | SOFTSOUND SXT+ R410A HP | COMFORTMAKER | CCH924GKA3* |  | ENH4X24*17** | OMV112K14A | 24200 | 13.2 | 16.7 | 25000 | 9 | 15400 | 1 | HRCU-A-CB |  |  | 172 | 527 | Yes
5666640 | Active | Systems | SOFTSOUND SXT+ R410A HP | COMFORTMAKER | CCH924GKA3* |  | ENH4X24*17**+WALLCON | *8MV*0701412** | 24800 | 13.5 | 17 | 25000 | 9.5 | 15700 | 1 | HRCU-A-CB |  |  | 173 | 499 | Yes
5666641 | Active | Systems | SOFTSOUND SXT+ R410A HP | COMFORTMAKER | CCH924GKA3* |  | ENH4X24*17**+WALLCON | *8MV*0901716** | 25000 | 13.5 | 17.2 | 25000 | 9.5 | 15600 | 1 | HRCU-A-CB |  |  | 172 | 499 | Yes
5666638 | Active | Systems | SOFTSOUND SXT+ R410A HP | COMFORTMAKER | CCH924GKA3* |  | ENH4X24*17**+WALLCON | *9MA*0601714A** | 24800 | 13 | 16.2 | 25000 | 9 | 15800 | 1 | HRCU-A-CB |  |  | 181 | 527 | Yes
5666639 | Active | Systems | SOFTSOUND SXT+ R410A HP | COMFORTMAKER | CCH924GKA3* |  | ENH4X24*17**+WALLCON | *9MA*0801714A** | 24800 | 13.2 | 16.5 | 25000 | 9.2 | 15800 | 1 | HRCU-A-CB |  |  | 178 | 515 | Yes
5666744 | Active | Systems | SOFTSOUND SXT+ R410A HP | COMFORTMAKER | CCH924GKA3* |  | ENH4X30*17** | *8MX*0451408** | 24400 | 13.2 | 16.5 | 25000 | 9 | 15500 | 1 | HRCU-A-CB |  |  | 175 | 527 | Yes
5666839 | Active | Systems | SOFTSOUND SXT+ R410A HP | COMFORTMAKER | CCH924GKA3* |  | ENH4X30*17** | *9MV*0401410A** | 24000 | 12.5 | 15.7 | 25000 | 9 | 15700 | 1 | HRCU-A-CB |  |  | 181 | 527 | Yes
5666840 | Active | Systems | SOFTSOUND SXT+ R410A HP | COMFORTMAKER | CCH924GKA3* |  | ENH4X30*17** | *9MV*0601714A** | 24600 | 13.2 | 16.5 | 25000 | 9.2 | 15700 | 1 | HRCU-A-CB |  |  | 177 | 515 | Yes
5666841 | Active | Systems | SOFTSOUND SXT+ R410A HP | COMFORTMAKER | CCH924GKA3* |  | ENH4X30*17** | *9MV*0801716A** | 24800 | 13.2 | 16.7 | 25000 | 9.5 | 15700 | 1 | HRCU-A-CB |  |  | 176 | 499 | Yes
5666723 | Active | Systems | SOFTSOUND SXT+ R410A HP | COMFORTMAKER | CCH924GKA3* |  | ENH4X30*17** | *9MX*0601714A** | 25200 | 13 | 17 | 25000 | 9.5 | 16000 | 1 | HRCU-A-CB |  |  | 176 | 499 | Yes
5666884 | Active | Systems | SOFTSOUND SXT+ R410A HP | COMFORTMAKER | CCH924GKA3* |  | ENH4X30*17** | MV08**14C* | 24200 | 13.5 | 17 | 25000 | 9 | 15300 | 1 | HRCU-A-CB |  |  | 169 | 527 | Yes
5666885 | Active | Systems | SOFTSOUND SXT+ R410A HP | COMFORTMAKER | CCH924GKA3* |  | ENH4X30*17** | MV12**17C* | 24400 | 13.5 | 17 | 25000 | 9 | 15300 | 1 | HRCU-A-CB |  |  | 170 | 527 | Yes
5666758 | Active | Systems | SOFTSOUND SXT+ R410A HP | COMFORTMAKER | CCH924GKA3* |  | ENH4X30*17** | NOMV106D12* | 24800 | 13.2 | 16.5 | 25000 | 9 | 15700 | 1 | HRCU-A-CB |  |  | 178 | 527 | Yes
5692153 | Active | Systems | SOFTSOUND SXT+ R410A HP | COMFORTMAKER | CCH924GKA3* |  | ENH4X30*17** | OLV098A12* | 24400 | 13.2 | 16 | 25000 | 8.5 | 15500 | 1 | HRCU-A-CB |  |  | 181 | 558 | Yes
5692050 | Active | Systems | SOFTSOUND SXT+ R410A HP | COMFORTMAKER | CCH924GKA3* |  | ENH4X30*17** | OMV098J12* | 24400 | 13.2 | 16.7 | 25000 | 9 | 15500 | 1 | HRCU-A-CB |  |  | 173 | 527 | Yes
5666782 | Active | Systems | SOFTSOUND SXT+ R410A HP | COMFORTMAKER | CCH924GKA3* |  | ENH4X30*17** | OMV112K14A | 24200 | 13.5 | 16.7 | 25000 | 9 | 15300 | 1 | HRCU-A-CB |  |  | 172 | 527 | Yes
5666644 | Active | Systems | SOFTSOUND SXT+ R410A HP | COMFORTMAKER | CCH924GKA3* |  | ENH4X30*17**+WALLCON | *8MV*0701412** | 25000 | 13.7 | 17 | 25000 | 9.5 | 15600 | 1 | HRCU-A-CB |  |  | 174 | 499 | Yes
5666645 | Active | Systems | SOFTSOUND SXT+ R410A HP | COMFORTMAKER | CCH924GKA3* |  | ENH4X30*17**+WALLCON | *8MV*0901716** | 25000 | 13.7 | 17.2 | 25000 | 9.5 | 15600 | 1 | HRCU-A-CB |  |  | 172 | 499 | Yes
5666642 | Active | Systems | SOFTSOUND SXT+ R410A HP | COMFORTMAKER | CCH924GKA3* |  | ENH4X30*17**+WALLCON | *9MA*0601714A** | 24800 | 13.2 | 16.5 | 25000 | 9.5 | 15800 | 1 | HRCU-A-CB |  |  | 178 | 499 | Yes
5666643 | Active | Systems | SOFTSOUND SXT+ R410A HP | COMFORTMAKER | CCH924GKA3* |  | ENH4X30*17**+WALLCON | *9MA*0801714A** | 24800 | 13.5 | 16.7 | 25000 | 9.5 | 15700 | 1 | HRCU-A-CB |  |  | 176 | 499 | Yes
5666745 | Active | Systems | SOFTSOUND SXT+ R410A HP | COMFORTMAKER | CCH924GKA3* |  | ENH4X36*17** | *8MX*0451408** | 24400 | 13.2 | 16.5 | 25000 | 9 | 15500 | 1 | HRCU-A-CB |  |  | 175 | 527 | Yes
5666842 | Active | Systems | SOFTSOUND SXT+ R410A HP | COMFORTMAKER | CCH924GKA3* |  | ENH4X36*17** | *9MV*0401410A** | 24000 | 12.5 | 15.7 | 25000 | 9 | 15700 | 1 | HRCU-A-CB |  |  | 181 | 527 | Yes
5666843 | Active | Systems | SOFTSOUND SXT+ R410A HP | COMFORTMAKER | CCH924GKA3* |  | ENH4X36*17** | *9MV*0601714A** | 24600 | 13.2 | 16.5 | 25000 | 9.2 | 15700 | 1 | HRCU-A-CB |  |  | 177 | 515 | Yes
5666844 | Active | Systems | SOFTSOUND SXT+ R410A HP | COMFORTMAKER | CCH924GKA3* |  | ENH4X36*17** | *9MV*0801716A** | 24800 | 13.2 | 16.7 | 25000 | 9.5 | 15700 | 1 | HRCU-A-CB |  |  | 176 | 499 | Yes
5666725 | Active | Systems | SOFTSOUND SXT+ R410A HP | COMFORTMAKER | CCH924GKA3* |  | ENH4X36*17** | *9MX*0601714A** | 25200 | 13 | 17 | 25000 | 9.5 | 16000 | 1 | HRCU-A-CB |  |  | 176 | 499 | Yes
5666886 | Active | Systems | SOFTSOUND SXT+ R410A HP | COMFORTMAKER | CCH924GKA3* |  | ENH4X36*17** | MV08**14C* | 24200 | 13.5 | 17 | 25000 | 9 | 15300 | 1 | HRCU-A-CB |  |  | 169 | 527 | Yes
5666887 | Active | Systems | SOFTSOUND SXT+ R410A HP | COMFORTMAKER | CCH924GKA3* |  | ENH4X36*17** | MV12**17C* | 24400 | 13.5 | 17 | 25000 | 9 | 15300 | 1 | HRCU-A-CB |  |  | 170 | 527 | Yes
5666759 | Active | Systems | SOFTSOUND SXT+ R410A HP | COMFORTMAKER | CCH924GKA3* |  | ENH4X36*17** | NOMV106D12* | 24800 | 13.2 | 16.5 | 25000 | 9 | 15700 | 1 | HRCU-A-CB |  |  | 178 | 527 | Yes
5692158 | Active | Systems | SOFTSOUND SXT+ R410A HP | COMFORTMAKER | CCH924GKA3* |  | ENH4X36*17** | OLV098A12* | 24400 | 13.2 | 16 | 25000 | 8.5 | 15500 | 1 | HRCU-A-CB |  |  | 181 | 558 | Yes
5692059 | Active | Systems | SOFTSOUND SXT+ R410A HP | COMFORTMAKER | CCH924GKA3* |  | ENH4X36*17** | OMV098J12* | 24400 | 13.2 | 16.7 | 25000 | 9 | 15500 | 1 | HRCU-A-CB |  |  | 173 | 527 | Yes
5666784 | Active | Systems | SOFTSOUND SXT+ R410A HP | COMFORTMAKER | CCH924GKA3* |  | ENH4X36*17** | OMV112K14A | 24200 | 13.5 | 16.7 | 25000 | 9 | 15300 | 1 | HRCU-A-CB |  |  | 172 | 527 | Yes
5666648 | Active | Systems | SOFTSOUND SXT+ R410A HP | COMFORTMAKER | CCH924GKA3* |  | ENH4X36*17**+WALLCON | *8MV*0701412** | 25000 | 13.7 | 17 | 25000 | 9.5 | 15600 | 1 | HRCU-A-CB |  |  | 174 | 499 | Yes
5666649 | Active | Systems | SOFTSOUND SXT+ R410A HP | COMFORTMAKER | CCH924GKA3* |  | ENH4X36*17**+WALLCON | *8MV*0901716** | 25000 | 13.7 | 17.2 | 25000 | 9.5 | 15600 | 1 | HRCU-A-CB |  |  | 172 | 499 | Yes
5666646 | Active | Systems | SOFTSOUND SXT+ R410A HP | COMFORTMAKER | CCH924GKA3* |  | ENH4X36*17**+WALLCON | *9MA*0601714A** | 24800 | 13.2 | 16.5 | 25000 | 9.5 | 15800 | 1 | HRCU-A-CB |  |  | 178 | 499 | Yes
5666647 | Active | Systems | SOFTSOUND SXT+ R410A HP | COMFORTMAKER | CCH924GKA3* |  | ENH4X36*17**+WALLCON | *9MA*0801714A** | 24800 | 13.5 | 16.7 | 25000 | 9.5 | 15700 | 1 | HRCU-A-CB |  |  | 176 | 499 | Yes
5666680 | Active | Systems | SOFTSOUND SXT+ R410A HP | COMFORTMAKER | CCH924GKA3* |  | FCM4X24****+WALLCON |  | 25200 | 13.7 | 17.5 | 25000 | 9.5 | 15600 | 1 | HRCU-A-CB |  |  | 170 | 499 | Yes
5666594 | Active | Systems | SOFTSOUND SXT+ R410A HP | COMFORTMAKER | CCH924GKA3* |  | FCM4X36****+WALLCON |  | 24800 | 13.5 | 18 | 25000 | 10 | 15500 | 1 | HRCU-A-CB | Yes |  | 163 | 474 | Yes
5666700 | Active | Systems | SOFTSOUND SXT+ R410A HP | COMFORTMAKER | CCH924GKA3* |  | FVM4X24**** |  | 24400 | 13.5 | 17 | 25000 | 9 | 15400 | 1 | HRCU-A-CB |  |  | 170 | 527 | Yes
5666701 | Active | Systems | SOFTSOUND SXT+ R410A HP | COMFORTMAKER | CCH924GKA3* |  | FVM4X36**** |  | 24600 | 13.7 | 17 | 25000 | 9 | 15300 | 1 | HRCU-A-CB |  |  | 171 | 527 | Yes
5427956 | Discontinued | Systems | SOFTSOUND SXT+ R410A HP | COMFORTMAKER | CCH936GKA* |  | EA*4X36*14A* | MV08**14C* | 33800 | 12.5 | 17.2 | 35800 | 9 | 21400 | 1 | HRCU-A-CB |  |  | 233 | 737 | Yes
5254896 | Discontinued | Systems | SOFTSOUND SXT+ R410A HP | COMFORTMAKER | CCH936GKA* |  | EA*4X36*17A* | *9MV*0601714A** | 33200 | 12.7 | 16.7 | 36000 | 9.2 | 23000 | 1 | HRCU-A-CB |  |  | 235 | 721 | Yes
5254897 | Discontinued | Systems | SOFTSOUND SXT+ R410A HP | COMFORTMAKER | CCH936GKA* |  | EA*4X36*17A* | *9MV*0801716A** | 33600 | 12.5 | 16.7 | 35600 | 9.2 | 21200 | 1 | HRCU-A-CB |  |  | 238 | 721 | Yes
5254863 | Discontinued | Systems | SOFTSOUND SXT+ R410A HP | COMFORTMAKER | CCH936GKA* |  | EA*4X36*17A* | *9MX*0801716A** | 33800 | 12.5 | 16.7 | 36000 | 9 | 21600 | 1 | HRCU-A-CB |  |  | 240 | 737 | Yes
5427957 | Discontinued | Systems | SOFTSOUND SXT+ R410A HP | COMFORTMAKER | CCH936GKA* |  | EA*4X36*17A* | MV08**14C* | 34000 | 12.7 | 17.5 | 35800 | 9 | 21400 | 1 | HRCU-A-CB |  |  | 230 | 737 | Yes
5427958 | Discontinued | Systems | SOFTSOUND SXT+ R410A HP | COMFORTMAKER | CCH936GKA* |  | EA*4X36*17A* | MV12**17C* | 34200 | 12.7 | 17.7 | 35800 | 9 | 21400 | 1 | HRCU-A-CB |  |  | 229 | 737 | Yes
5428001 | Discontinued | Systems | SOFTSOUND SXT+ R410A HP | COMFORTMAKER | CCH936GKA* |  | EA*4X36*17A* | NOMV106D12* | 33600 | 12.5 | 16.7 | 35800 | 8.5 | 21400 | 1 | HRCU-A-CB |  |  | 238 | 781 | Yes
5254753 | Discontinued | Systems | SOFTSOUND SXT+ R410A HP | COMFORTMAKER | CCH936GKA* |  | EA*4X36*17A*+WALLCON | *8MV*0701412** | 34200 | 12.5 | 17.2 | 36400 | 9 | 21800 | 1 | HRCU-A-CB |  |  | 235 | 737 | Yes
5254754 | Discontinued | Systems | SOFTSOUND SXT+ R410A HP | COMFORTMAKER | CCH936GKA* |  | EA*4X36*17A*+WALLCON | *8MV*0901716** | 34400 | 12.7 | 17.5 | 36000 | 9 | 21600 | 1 | HRCU-A-CB |  |  | 233 | 737 | Yes
5254633 | Discontinued | Systems | SOFTSOUND SXT+ R410A HP | COMFORTMAKER | CCH936GKA* |  | EA*4X36*21A* | *8MX*0902116** | 34600 | 12.5 | 17.2 | 36600 | 9 | 22000 | 1 | HRCU-A-CB |  |  | 238 | 737 | Yes
5254634 | Discontinued | Systems | SOFTSOUND SXT+ R410A HP | COMFORTMAKER | CCH936GKA* |  | EA*4X36*21A* | *8MX*1102120** | 34800 | 12.7 | 17.2 | 36400 | 9.5 | 21800 | 1 | HRCU-A-CB |  |  | 240 | 699 | Yes
5254899 | Discontinued | Systems | SOFTSOUND SXT+ R410A HP | COMFORTMAKER | CCH936GKA* |  | EA*4X36*21A* | *9MV*0801716A** | 33800 | 12.5 | 17 | 35600 | 9.2 | 21200 | 1 | HRCU-A-CB |  |  | 235 | 721 | Yes
5254938 | Discontinued | Systems | SOFTSOUND SXT+ R410A HP | COMFORTMAKER | CCH936GKA* |  | EA*4X36*21A* | *9MV*0802120A** | 34000 | 13.2 | 17.5 | 35600 | 9 | 22600 | 1 | HRCU-A-CB |  |  | 230 | 737 | Yes
5254939 | Discontinued | Systems | SOFTSOUND SXT+ R410A HP | COMFORTMAKER | CCH936GKA* |  | EA*4X36*21A* | *9MV*1002120A** | 34000 | 13.2 | 17.2 | 35400 | 9 | 22600 | 1 | HRCU-A-CB |  |  | 234 | 737 | Yes
5254864 | Discontinued | Systems | SOFTSOUND SXT+ R410A HP | COMFORTMAKER | CCH936GKA* |  | EA*4X36*21A* | *9MX*0601714A** | 34000 | 12.5 | 17 | 36000 | 9 | 21800 | 1 | HRCU-A-CB |  |  | 237 | 737 | Yes
5254865 | Discontinued | Systems | SOFTSOUND SXT+ R410A HP | COMFORTMAKER | CCH936GKA* |  | EA*4X36*21A* | *9MX*0801716A** | 34000 | 12.5 | 16.7 | 36000 | 9 | 21600 | 1 | HRCU-A-CB |  |  | 241 | 737 | Yes
5427959 | Discontinued | Systems | SOFTSOUND SXT+ R410A HP | COMFORTMAKER | CCH936GKA* |  | EA*4X36*21A* | MV12**17C* | 34200 | 12.7 | 17.7 | 35800 | 9 | 21400 | 1 | HRCU-A-CB |  |  | 229 | 737 | Yes
5427960 | Discontinued | Systems | SOFTSOUND SXT+ R410A HP | COMFORTMAKER | CCH936GKA* |  | EA*4X36*21A* | MV16**21C* | 34200 | 13 | 17.7 | 35800 | 9 | 21400 | 1 | HRCU-A-CB |  |  | 229 | 737 | Yes
5428002 | Discontinued | Systems | SOFTSOUND SXT+ R410A HP | COMFORTMAKER | CCH936GKA* |  | EA*4X36*21A* | NOMV106D12* | 33800 | 12.5 | 17 | 35800 | 8.5 | 21200 | 1 | HRCU-A-CB |  |  | 235 | 781 | Yes
5428003 | Discontinued | Systems | SOFTSOUND SXT+ R410A HP | COMFORTMAKER | CCH936GKA* |  | EA*4X36*21A* | NOMV156E19* | 33800 | 12.7 | 17 | 35600 | 8.5 | 21400 | 1 | HRCU-A-CB |  |  | 235 | 781 | Yes
5254755 | Discontinued | Systems | SOFTSOUND SXT+ R410A HP | COMFORTMAKER | CCH936GKA* |  | EA*4X36*21A*+WALLCON | *8MV*0901716** | 34400 | 12.7 | 17.7 | 36000 | 9 | 21600 | 1 | HRCU-A-CB |  |  | 230 | 737 | Yes
5254756 | Discontinued | Systems | SOFTSOUND SXT+ R410A HP | COMFORTMAKER | CCH936GKA* |  | EA*4X36*21A*+WALLCON | *8MV*1102120** | 34400 | 13 | 17.7 | 36000 | 9 | 21600 | 1 | HRCU-A-CB |  |  | 230 | 737 | Yes
5255018 | Discontinued | Systems | SOFTSOUND SXT+ R410A HP | COMFORTMAKER | CCH936GKA* |  | EA*4X36*21A*+WALLCON | *9MA*0602120A** | 34200 | 12.5 | 17.2 | 36800 | 9 | 22200 | 1 | HRCU-A-CB |  |  | 235 | 737 | Yes
5255019 | Discontinued | Systems | SOFTSOUND SXT+ R410A HP | COMFORTMAKER | CCH936GKA* |  | EA*4X36*21A*+WALLCON | *9MA*0802120A** | 34400 | 12.7 | 17.5 | 36600 | 9 | 22000 | 1 | HRCU-A-CB |  |  | 233 | 737 | Yes
5255020 | Discontinued | Systems | SOFTSOUND SXT+ R410A HP | COMFORTMAKER | CCH936GKA* |  | EA*4X36*21A*+WALLCON | *9MA*1002122A** | 34400 | 12.7 | 17.5 | 36400 | 9.5 | 21800 | 1 | HRCU-A-CB |  |  | 233 | 699 | Yes
5254636 | Discontinued | Systems | SOFTSOUND SXT+ R410A HP | COMFORTMAKER | CCH936GKA* |  | EA*4X42*21A* | *8MX*0902116** | 35000 | 12.7 | 17.5 | 36600 | 9 | 22000 | 1 | HRCU-A-CB |  |  | 237 | 737 | Yes
5254637 | Discontinued | Systems | SOFTSOUND SXT+ R410A HP | COMFORTMAKER | CCH936GKA* |  | EA*4X42*21A* | *8MX*1102120** | 35000 | 13 | 17.5 | 36600 | 9.5 | 22000 | 1 | HRCU-A-CB |  |  | 237 | 699 | Yes
5254900 | Discontinued | Systems | SOFTSOUND SXT+ R410A HP | COMFORTMAKER | CCH936GKA* |  | EA*4X42*21A* | *9MV*0601714A** | 33800 | 12.5 | 16.7 | 35800 | 9.2 | 21400 | 1 | HRCU-A-CB |  |  | 240 | 721 | Yes
5254901 | Discontinued | Systems | SOFTSOUND SXT+ R410A HP | COMFORTMAKER | CCH936GKA* |  | EA*4X42*21A* | *9MV*0801716A** | 34000 | 12.5 | 17 | 35800 | 9.2 | 21400 | 1 | HRCU-A-CB |  |  | 237 | 721 | Yes
5254940 | Discontinued | Systems | SOFTSOUND SXT+ R410A HP | COMFORTMAKER | CCH936GKA* |  | EA*4X42*21A* | *9MV*0802120A** | 34200 | 13.2 | 17.5 | 35600 | 9 | 22600 | 1 | HRCU-A-CB |  |  | 231 | 737 | Yes
5254941 | Discontinued | Systems | SOFTSOUND SXT+ R410A HP | COMFORTMAKER | CCH936GKA* |  | EA*4X42*21A* | *9MV*1002120A** | 34200 | 13.2 | 17.5 | 35600 | 9 | 22600 | 1 | HRCU-A-CB |  |  | 231 | 737 | Yes
5254866 | Discontinued | Systems | SOFTSOUND SXT+ R410A HP | COMFORTMAKER | CCH936GKA* |  | EA*4X42*21A* | *9MX*0601714A** | 34200 | 12.5 | 17.2 | 36000 | 9 | 21800 | 1 | HRCU-A-CB |  |  | 235 | 737 | Yes
5254867 | Discontinued | Systems | SOFTSOUND SXT+ R410A HP | COMFORTMAKER | CCH936GKA* |  | EA*4X42*21A* | *9MX*0801716A** | 34200 | 12.5 | 17 | 36000 | 9 | 21600 | 1 | HRCU-A-CB |  |  | 238 | 737 | Yes
5427961 | Discontinued | Systems | SOFTSOUND SXT+ R410A HP | COMFORTMAKER | CCH936GKA* |  | EA*4X42*21A* | MV12**17C* | 34400 | 13 | 17.7 | 36000 | 9 | 21400 | 1 | HRCU-A-CB |  |  | 230 | 737 | Yes
5427962 | Discontinued | Systems | SOFTSOUND SXT+ R410A HP | COMFORTMAKER | CCH936GKA* |  | EA*4X42*21A* | MV16**21C* | 34400 | 13 | 18 | 35800 | 9 | 21400 | 1 | HRCU-A-CB |  |  | 226 | 737 | Yes
5428004 | Discontinued | Systems | SOFTSOUND SXT+ R410A HP | COMFORTMAKER | CCH936GKA* |  | EA*4X42*21A* | NOMV106D12* | 34000 | 12.7 | 17 | 36000 | 8.5 | 21400 | 1 | HRCU-A-CB |  |  | 237 | 781 | Yes
5428005 | Discontinued | Systems | SOFTSOUND SXT+ R410A HP | COMFORTMAKER | CCH936GKA* |  | EA*4X42*21A* | NOMV156E19* | 34200 | 12.7 | 17 | 35800 | 8.5 | 21400 | 1 | HRCU-A-CB |  |  | 238 | 781 | Yes
5690421 | Active | Systems | SOFTSOUND SXT+ R410A HP | COMFORTMAKER | CCH936GKA* |  | EA*4X42*21A* | OLV098A12* | 34000 | 12.5 | 17 | 36000 | 8.5 | 21800 | 1 | HRCU-A-CB |  |  | 237 | 781 | Yes
5690412 | Active | Systems | SOFTSOUND SXT+ R410A HP | COMFORTMAKER | CCH936GKA* |  | EA*4X42*21A* | OMV098J12* | 34000 | 12.5 | 17.2 | 36000 | 9 | 21800 | 1 | HRCU-A-CB |  |  | 234 | 737 | Yes
5254757 | Discontinued | Systems | SOFTSOUND SXT+ R410A HP | COMFORTMAKER | CCH936GKA* |  | EA*4X42*21A*+WALLCON | *8MV*0901716** | 34600 | 13 | 17.7 | 36000 | 9.5 | 21800 | 1 | HRCU-A-CB |  |  | 231 | 699 | Yes
5254758 | Discontinued | Systems | SOFTSOUND SXT+ R410A HP | COMFORTMAKER | CCH936GKA* |  | EA*4X42*21A*+WALLCON | *8MV*1102120** | 34800 | 13 | 17.7 | 36000 | 9.5 | 21600 | 1 | HRCU-A-CB |  |  | 233 | 699 | Yes
5254823 | Discontinued | Systems | SOFTSOUND SXT+ R410A HP | COMFORTMAKER | CCH936GKA* |  | EA*4X42*21A*+WALLCON | *9MA*0801714A** | 34200 | 12.5 | 17.2 | 36800 | 9 | 22400 | 1 | HRCU-A-CB |  |  | 235 | 737 | Yes
5254638 | Discontinued | Systems | SOFTSOUND SXT+ R410A HP | COMFORTMAKER | CCH936GKA* |  | EA*4X42*24A* | *8MX*0902116** | 35000 | 12.7 | 17.5 | 36600 | 9.5 | 22000 | 1 | HRCU-A-CB |  |  | 237 | 699 | Yes
5254639 | Discontinued | Systems | SOFTSOUND SXT+ R410A HP | COMFORTMAKER | CCH936GKA* |  | EA*4X42*24A* | *8MX*1102120** | 35200 | 13 | 17.5 | 36600 | 9.5 | 22000 | 1 | HRCU-A-CB |  |  | 238 | 699 | Yes
5254942 | Discontinued | Systems | SOFTSOUND SXT+ R410A HP | COMFORTMAKER | CCH936GKA* |  | EA*4X42*24A* | *9MV*0802120A** | 34200 | 13.2 | 17.5 | 35600 | 9 | 22600 | 1 | HRCU-A-CB |  |  | 231 | 737 | Yes
5254943 | Discontinued | Systems | SOFTSOUND SXT+ R410A HP | COMFORTMAKER | CCH936GKA* |  | EA*4X42*24A* | *9MV*1002120A** | 34200 | 13.2 | 17.5 | 35600 | 9 | 22600 | 1 | HRCU-A-CB |  |  | 231 | 737 | Yes
5254902 | Discontinued | Systems | SOFTSOUND SXT+ R410A HP | COMFORTMAKER | CCH936GKA* |  | EA*4X42*24A* | *9MV*1202422A** | 34200 | 13 | 17.5 | 35600 | 9.5 | 21200 | 1 | HRCU-A-CB |  |  | 231 | 699 | Yes
5427963 | Discontinued | Systems | SOFTSOUND SXT+ R410A HP | COMFORTMAKER | CCH936GKA* |  | EA*4X42*24A* | MV16**21C* | 34400 | 13 | 18 | 35800 | 9 | 21400 | 1 | HRCU-A-CB |  |  | 226 | 737 | Yes
5427964 | Discontinued | Systems | SOFTSOUND SXT+ R410A HP | COMFORTMAKER | CCH936GKA* |  | EA*4X42*24A* | MV20**24C* | 34400 | 13 | 18 | 35800 | 9 | 21200 | 1 | HRCU-A-CB |  |  | 226 | 737 | Yes
5428006 | Discontinued | Systems | SOFTSOUND SXT+ R410A HP | COMFORTMAKER | CCH936GKA* |  | EA*4X42*24A* | NOMV156E19* | 34200 | 12.7 | 17 | 35800 | 8.5 | 21400 | 1 | HRCU-A-CB |  |  | 238 | 781 | Yes
5254759 | Discontinued | Systems | SOFTSOUND SXT+ R410A HP | COMFORTMAKER | CCH936GKA* |  | EA*4X42*24A*+WALLCON | *8MV*1102120** | 34800 | 13 | 18 | 36000 | 9.5 | 21600 | 1 | HRCU-A-CB |  |  | 229 | 699 | Yes
5254760 | Discontinued | Systems | SOFTSOUND SXT+ R410A HP | COMFORTMAKER | CCH936GKA* |  | EA*4X42*24A*+WALLCON | *8MV*1352422** | 34800 | 13 | 18 | 36000 | 9.5 | 21600 | 1 | HRCU-A-CB |  |  | 229 | 699 | Yes
5254824 | Discontinued | Systems | SOFTSOUND SXT+ R410A HP | COMFORTMAKER | CCH936GKA* |  | EA*4X42*24A*+WALLCON | *9MA*1202422A** | 34400 | 13 | 17.5 | 36600 | 9 | 22000 | 1 | HRCU-A-CB |  |  | 233 | 737 | Yes
5254903 | Discontinued | Systems | SOFTSOUND SXT+ R410A HP | COMFORTMAKER | CCH936GKA* |  | EA*4X48*17A* | *9MV*0601714A** | 34600 | 12.5 | 17 | 36000 | 9.2 | 21600 | 1 | HRCU-A-CB |  |  | 241 | 721 | Yes
5254904 | Discontinued | Systems | SOFTSOUND SXT+ R410A HP | COMFORTMAKER | CCH936GKA* |  | EA*4X48*17A* | *9MV*0801716A** | 34800 | 12.7 | 17.2 | 36000 | 9.5 | 21600 | 1 | HRCU-A-CB |  |  | 240 | 699 | Yes
5254868 | Discontinued | Systems | SOFTSOUND SXT+ R410A HP | COMFORTMAKER | CCH936GKA* |  | EA*4X48*17A* | *9MX*0601714A** | 35000 | 12.5 | 17.5 | 36800 | 9 | 22000 | 1 | HRCU-A-CB |  |  | 237 | 737 | Yes
5254869 | Discontinued | Systems | SOFTSOUND SXT+ R410A HP | COMFORTMAKER | CCH936GKA* |  | EA*4X48*17A* | *9MX*0801716A** | 35000 | 12.7 | 17.2 | 36600 | 9 | 22000 | 1 | HRCU-A-CB |  |  | 241 | 737 | Yes
5427965 | Discontinued | Systems | SOFTSOUND SXT+ R410A HP | COMFORTMAKER | CCH936GKA* |  | EA*4X48*17A* | MV08**14C* | 35000 | 13 | 18 | 36000 | 9 | 21600 | 1 | HRCU-A-CB |  |  | 230 | 737 | Yes
5427966 | Discontinued | Systems | SOFTSOUND SXT+ R410A HP | COMFORTMAKER | CCH936GKA* |  | EA*4X48*17A* | MV12**17C* | 35200 | 13.2 | 18.2 | 36400 | 9 | 21800 | 1 | HRCU-A-CB |  |  | 229 | 737 | Yes
5428007 | Discontinued | Systems | SOFTSOUND SXT+ R410A HP | COMFORTMAKER | CCH936GKA* |  | EA*4X48*17A* | NOMV106D12* | 34600 | 12.7 | 17.2 | 36000 | 8.5 | 21600 | 1 | HRCU-A-CB |  |  | 238 | 781 | Yes
5690436 | Active | Systems | SOFTSOUND SXT+ R410A HP | COMFORTMAKER | CCH936GKA* |  | EA*4X48*17A* | OLV098A12* | 34800 | 12.5 | 17.2 | 36600 | 9 | 22000 | 1 | HRCU-A-CB |  |  | 240 | 737 | Yes
5690424 | Active | Systems | SOFTSOUND SXT+ R410A HP | COMFORTMAKER | CCH936GKA* |  | EA*4X48*17A* | OMV098J12* | 34800 | 12.5 | 17.5 | 36800 | 9 | 22000 | 1 | HRCU-A-CB |  |  | 235 | 737 | Yes
5254693 | Discontinued | Systems | SOFTSOUND SXT+ R410A HP | COMFORTMAKER | CCH936GKA* |  | EA*4X48*17A* | OMV112K14A | 35600 | 12.5 | 17.5 | 37600 | 9.5 | 22600 | 1 | HRCU-A-CB |  |  | 241 | 798 | Yes
5254761 | Discontinued | Systems | SOFTSOUND SXT+ R410A HP | COMFORTMAKER | CCH936GKA* |  | EA*4X48*17A*+WALLCON | *8MV*0701412** | 35400 | 12.7 | 17.7 | 37000 | 9.5 | 22200 | 1 | HRCU-A-CB |  |  | 237 | 699 | Yes
5254762 | Discontinued | Systems | SOFTSOUND SXT+ R410A HP | COMFORTMAKER | CCH936GKA* |  | EA*4X48*17A*+WALLCON | *8MV*0901716** | 35600 | 13 | 18.2 | 36800 | 9.5 | 22000 | 1 | HRCU-A-CB |  |  | 232 | 699 | Yes
5254826 | Discontinued | Systems | SOFTSOUND SXT+ R410A HP | COMFORTMAKER | CCH936GKA* |  | EA*4X48*17A*+WALLCON | *9MA*0801714A** | 35200 | 12.5 | 17.5 | 37600 | 9.5 | 22600 | 1 | HRCU-A-CB |  |  | 238 | 798 | Yes
5254643 | Discontinued | Systems | SOFTSOUND SXT+ R410A HP | COMFORTMAKER | CCH936GKA* |  | EA*4X48*21A* | *8MX*0902116** | 35600 | 13 | 17.5 | 37000 | 9.5 | 22200 | 1 | HRCU-A-CB |  |  | 241 | 699 | Yes
5254644 | Discontinued | Systems | SOFTSOUND SXT+ R410A HP | COMFORTMAKER | CCH936GKA* |  | EA*4X48*21A* | *8MX*1102120** | 35600 | 13 | 17.7 | 37000 | 9.5 | 22200 | 1 | HRCU-A-CB |  |  | 238 | 699 | Yes
5254905 | Discontinued | Systems | SOFTSOUND SXT+ R410A HP | COMFORTMAKER | CCH936GKA* |  | EA*4X48*21A* | *9MV*0601714A** | 34400 | 12.5 | 17 | 36000 | 9.2 | 21600 | 1 | HRCU-A-CB |  |  | 240 | 721 | Yes
5254906 | Discontinued | Systems | SOFTSOUND SXT+ R410A HP | COMFORTMAKER | CCH936GKA* |  | EA*4X48*21A* | *9MV*0801716A** | 34400 | 12.7 | 17.2 | 36000 | 9.5 | 21400 | 1 | HRCU-A-CB |  |  | 237 | 699 | Yes
5254944 | Discontinued | Systems | SOFTSOUND SXT+ R410A HP | COMFORTMAKER | CCH936GKA* |  | EA*4X48*21A* | *9MV*0802120A** | 34600 | 13.2 | 17.7 | 35800 | 9 | 22800 | 1 | HRCU-A-CB |  |  | 231 | 737 | Yes
5254945 | Discontinued | Systems | SOFTSOUND SXT+ R410A HP | COMFORTMAKER | CCH936GKA* |  | EA*4X48*21A* | *9MV*1002120A** | 34600 | 13.2 | 17.7 | 35800 | 9 | 22800 | 1 | HRCU-A-CB |  |  | 231 | 737 | Yes
5254870 | Discontinued | Systems | SOFTSOUND SXT+ R410A HP | COMFORTMAKER | CCH936GKA* |  | EA*4X48*21A* | *9MX*0601714A** | 34600 | 12.5 | 17.5 | 36600 | 9 | 22000 | 1 | HRCU-A-CB |  |  | 234 | 737 | Yes
5254871 | Discontinued | Systems | SOFTSOUND SXT+ R410A HP | COMFORTMAKER | CCH936GKA* |  | EA*4X48*21A* | *9MX*0801716A** | 34600 | 12.7 | 17 | 36400 | 9.5 | 21800 | 1 | HRCU-A-CB |  |  | 241 | 699 | Yes
5427967 | Discontinued | Systems | SOFTSOUND SXT+ R410A HP | COMFORTMAKER | CCH936GKA* |  | EA*4X48*21A* | MV12**17C* | 35000 | 13.2 | 18 | 36000 | 9 | 21600 | 1 | HRCU-A-CB |  |  | 230 | 737 | Yes
5427968 | Discontinued | Systems | SOFTSOUND SXT+ R410A HP | COMFORTMAKER | CCH936GKA* |  | EA*4X48*21A* | MV16**21C* | 35000 | 13.2 | 18.2 | 36000 | 9 | 21600 | 1 | HRCU-A-CB |  |  | 228 | 737 | Yes
5428008 | Discontinued | Systems | SOFTSOUND SXT+ R410A HP | COMFORTMAKER | CCH936GKA* |  | EA*4X48*21A* | NOMV106D12* | 34400 | 12.7 | 17.2 | 36000 | 8.5 | 21600 | 1 | HRCU-A-CB |  |  | 237 | 781 | Yes
5428009 | Discontinued | Systems | SOFTSOUND SXT+ R410A HP | COMFORTMAKER | CCH936GKA* |  | EA*4X48*21A* | NOMV156E19* | 34600 | 13 | 17.2 | 36000 | 8.8 | 21600 | 1 | HRCU-A-CB |  |  | 238 | 754 | Yes
5690447 | Active | Systems | SOFTSOUND SXT+ R410A HP | COMFORTMAKER | CCH936GKA* |  | EA*4X48*21A* | OLV098A12* | 34400 | 12.5 | 17.2 | 36400 | 9 | 21800 | 1 | HRCU-A-CB |  |  | 237 | 737 | Yes
5690437 | Active | Systems | SOFTSOUND SXT+ R410A HP | COMFORTMAKER | CCH936GKA* |  | EA*4X48*21A* | OMV098J12* | 34600 | 12.5 | 17.5 | 36600 | 9 | 22000 | 1 | HRCU-A-CB |  |  | 234 | 737 | Yes
5254696 | Discontinued | Systems | SOFTSOUND SXT+ R410A HP | COMFORTMAKER | CCH936GKA* |  | EA*4X48*21A* | OMV112K14A | 35200 | 12.5 | 17.5 | 37000 | 9.5 | 22400 | 1 | HRCU-A-CB |  |  | 238 | 699 | Yes
5254763 | Discontinued | Systems | SOFTSOUND SXT+ R410A HP | COMFORTMAKER | CCH936GKA* |  | EA*4X48*21A*+WALLCON | *8MV*0901716** | 35200 | 13 | 18 | 36600 | 9.5 | 21800 | 1 | HRCU-A-CB |  |  | 232 | 699 | Yes
5254764 | Discontinued | Systems | SOFTSOUND SXT+ R410A HP | COMFORTMAKER | CCH936GKA* |  | EA*4X48*21A*+WALLCON | *8MV*1102120** | 35200 | 13 | 18 | 36600 | 9.5 | 21800 | 1 | HRCU-A-CB |  |  | 232 | 699 | Yes
5254828 | Discontinued | Systems | SOFTSOUND SXT+ R410A HP | COMFORTMAKER | CCH936GKA* |  | EA*4X48*21A*+WALLCON | *9MA*0801714A** | 35000 | 12.5 | 17.5 | 37400 | 9.5 | 22600 | 1 | HRCU-A-CB |  |  | 237 | 699 | Yes
5254645 | Discontinued | Systems | SOFTSOUND SXT+ R410A HP | COMFORTMAKER | CCH936GKA* |  | EA*4X48*24A* | *8MX*0902116** | 35600 | 13 | 17.7 | 37000 | 9.5 | 22200 | 1 | HRCU-A-CB |  |  | 238 | 699 | Yes
5254646 | Discontinued | Systems | SOFTSOUND SXT+ R410A HP | COMFORTMAKER | CCH936GKA* |  | EA*4X48*24A* | *8MX*1102120** | 35800 | 13 | 17.7 | 37000 | 9.5 | 22200 | 1 | HRCU-A-CB |  |  | 239 | 699 | Yes
5254946 | Discontinued | Systems | SOFTSOUND SXT+ R410A HP | COMFORTMAKER | CCH936GKA* |  | EA*4X48*24A* | *9MV*0802120A** | 34600 | 13.5 | 17.7 | 36000 | 9 | 22800 | 1 | HRCU-A-CB |  |  | 231 | 737 | Yes
5254947 | Discontinued | Systems | SOFTSOUND SXT+ R410A HP | COMFORTMAKER | CCH936GKA* |  | EA*4X48*24A* | *9MV*1002120A** | 34600 | 13.5 | 17.7 | 35800 | 9 | 22800 | 1 | HRCU-A-CB |  |  | 231 | 737 | Yes
5254907 | Discontinued | Systems | SOFTSOUND SXT+ R410A HP | COMFORTMAKER | CCH936GKA* |  | EA*4X48*24A* | *9MV*1202422A** | 34600 | 13 | 17.7 | 35800 | 9.5 | 21200 | 1 | HRCU-A-CB |  |  | 231 | 699 | Yes
5427969 | Discontinued | Systems | SOFTSOUND SXT+ R410A HP | COMFORTMAKER | CCH936GKA* |  | EA*4X48*24A* | MV16**21C* | 35000 | 13.2 | 18.2 | 36000 | 9 | 21600 | 1 | HRCU-A-CB |  |  | 228 | 737 | Yes
5427970 | Discontinued | Systems | SOFTSOUND SXT+ R410A HP | COMFORTMAKER | CCH936GKA* |  | EA*4X48*24A* | MV20**24C* | 34800 | 13.2 | 18.2 | 36000 | 9 | 21400 | 1 | HRCU-A-CB |  |  | 226 | 737 | Yes
5428010 | Discontinued | Systems | SOFTSOUND SXT+ R410A HP | COMFORTMAKER | CCH936GKA* |  | EA*4X48*24A* | NOMV156E19* | 34600 | 13 | 17.2 | 36000 | 8.8 | 21600 | 1 | HRCU-A-CB |  |  | 238 | 754 | Yes
5254765 | Discontinued | Systems | SOFTSOUND SXT+ R410A HP | COMFORTMAKER | CCH936GKA* |  | EA*4X48*24A*+WALLCON | *8MV*1102120** | 35400 | 13 | 18.2 | 36600 | 9.5 | 21800 | 1 | HRCU-A-CB |  |  | 230 | 699 | Yes
5254766 | Discontinued | Systems | SOFTSOUND SXT+ R410A HP | COMFORTMAKER | CCH936GKA* |  | EA*4X48*24A*+WALLCON | *8MV*1352422** | 35400 | 13.2 | 18.2 | 36400 | 9.5 | 21800 | 1 | HRCU-A-CB |  |  | 230 | 699 | Yes
5254829 | Discontinued | Systems | SOFTSOUND SXT+ R410A HP | COMFORTMAKER | CCH936GKA* |  | EA*4X48*24A*+WALLCON | *9MA*1202422A** | 35200 | 13 | 18 | 37000 | 9.5 | 22200 | 1 | HRCU-A-CB |  |  | 232 | 699 | Yes
5254909 | Discontinued | Systems | SOFTSOUND SXT+ R410A HP | COMFORTMAKER | CCH936GKA* |  | ED*4X36F** | *9MV*0801716A** | 33800 | 12.5 | 16.7 | 35600 | 9 | 21200 | 1 | HRCU-A-CB |  |  | 240 | 737 | Yes
5254873 | Discontinued | Systems | SOFTSOUND SXT+ R410A HP | COMFORTMAKER | CCH936GKA* |  | ED*4X36F** | *9MX*0801716A** | 33800 | 12.5 | 16.7 | 36000 | 9.2 | 21600 | 1 | HRCU-A-CB |  |  | 240 | 721 | Yes
5254767 | Discontinued | Systems | SOFTSOUND SXT+ R410A HP | COMFORTMAKER | CCH936GKA* |  | ED*4X36F**+WALLCON | *8MV*0901716** | 34400 | 12.7 | 17.5 | 36000 | 9.5 | 21600 | 1 | HRCU-A-CB |  |  | 233 | 699 | Yes
5254648 | Discontinued | Systems | SOFTSOUND SXT+ R410A HP | COMFORTMAKER | CCH936GKA* |  | ED*4X48J** | *8MX*0902116** | 35600 | 13 | 17.5 | 36800 | 9.5 | 22200 | 1 | HRCU-A-CB |  |  | 241 | 699 | Yes
5254649 | Discontinued | Systems | SOFTSOUND SXT+ R410A HP | COMFORTMAKER | CCH936GKA* |  | ED*4X48J** | *8MX*1102120** | 35600 | 13 | 17.7 | 36800 | 9.7 | 22200 | 1 | HRCU-A-CB |  |  | 238 | 684 | Yes
5254768 | Discontinued | Systems | SOFTSOUND SXT+ R410A HP | COMFORTMAKER | CCH936GKA* |  | ED*4X48J**+WALLCON | *8MV*1102120** | 35200 | 13 | 18 | 36400 | 9.5 | 21800 | 1 | HRCU-A-CB |  |  | 232 | 699 | Yes
5254832 | Discontinued | Systems | SOFTSOUND SXT+ R410A HP | COMFORTMAKER | CCH936GKA* |  | ED*4X48J**+WALLCON | *9MA*1202422A** | 35200 | 13 | 17.7 | 37000 | 9.5 | 22200 | 1 | HRCU-A-CB |  |  | 235 | 699 | Yes
5254815 | Discontinued | Systems | SOFTSOUND SXT+ R410A HP | COMFORTMAKER | CCH936GKA* |  | EHD4X36A** | *8MX*0701716** | 34600 | 12.5 | 17 | 36400 | 9.2 | 22000 | 1 | HRCU-A-CB |  |  | 241 | 721 | Yes
5254671 | Discontinued | Systems | SOFTSOUND SXT+ R410A HP | COMFORTMAKER | CCH936GKA* |  | EHD4X36A** | *8MX*0902116** | 35400 | 13 | 17.5 | 36800 | 9.5 | 22200 | 1 | HRCU-A-CB |  |  | 240 | 699 | Yes
5254672 | Discontinued | Systems | SOFTSOUND SXT+ R410A HP | COMFORTMAKER | CCH936GKA* |  | EHD4X36A** | *8MX*1102120** | 35400 | 13 | 17.5 | 36800 | 9.5 | 22000 | 1 | HRCU-A-CB |  |  | 240 | 699 | Yes
5254929 | Discontinued | Systems | SOFTSOUND SXT+ R410A HP | COMFORTMAKER | CCH936GKA* |  | EHD4X36A** | *9MV*0601714A** | 34200 | 12.5 | 17 | 36000 | 9.2 | 21400 | 1 | HRCU-A-CB |  |  | 238 | 721 | Yes
5254930 | Discontinued | Systems | SOFTSOUND SXT+ R410A HP | COMFORTMAKER | CCH936GKA* |  | EHD4X36A** | *9MV*0801716A** | 34400 | 12.7 | 17.2 | 35800 | 9.2 | 21400 | 1 | HRCU-A-CB |  |  | 237 | 721 | Yes
5254960 | Discontinued | Systems | SOFTSOUND SXT+ R410A HP | COMFORTMAKER | CCH936GKA* |  | EHD4X36A** | *9MV*0802120A** | 34400 | 13.2 | 17.5 | 35800 | 9 | 22800 | 1 | HRCU-A-CB |  |  | 233 | 737 | Yes
5254961 | Discontinued | Systems | SOFTSOUND SXT+ R410A HP | COMFORTMAKER | CCH936GKA* |  | EHD4X36A** | *9MV*1002120A** | 34400 | 13.2 | 17.5 | 35600 | 9 | 22600 | 1 | HRCU-A-CB |  |  | 233 | 737 | Yes
5254931 | Discontinued | Systems | SOFTSOUND SXT+ R410A HP | COMFORTMAKER | CCH936GKA* |  | EHD4X36A** | *9MV*1202422A** | 34400 | 13 | 17.5 | 35600 | 9.5 | 21200 | 1 | HRCU-A-CB |  |  | 233 | 699 | Yes
5254890 | Discontinued | Systems | SOFTSOUND SXT+ R410A HP | COMFORTMAKER | CCH936GKA* |  | EHD4X36A** | *9MX*0601714A** | 34600 | 12.5 | 17.2 | 36400 | 9 | 22000 | 1 | HRCU-A-CB |  |  | 238 | 737 | Yes
5254891 | Discontinued | Systems | SOFTSOUND SXT+ R410A HP | COMFORTMAKER | CCH936GKA* |  | EHD4X36A** | *9MX*0801716A** | 34600 | 12.5 | 17 | 36400 | 9 | 21800 | 1 | HRCU-A-CB |  |  | 241 | 737 | Yes
5427989 | Discontinued | Systems | SOFTSOUND SXT+ R410A HP | COMFORTMAKER | CCH936GKA* |  | EHD4X36A** | MV08**14C* | 34800 | 13 | 17.7 | 36000 | 9 | 21600 | 1 | HRCU-A-CB |  |  | 233 | 737 | Yes
5427990 | Discontinued | Systems | SOFTSOUND SXT+ R410A HP | COMFORTMAKER | CCH936GKA* |  | EHD4X36A** | MV12**17C* | 35000 | 13 | 18 | 36000 | 9 | 21600 | 1 | HRCU-A-CB |  |  | 230 | 737 | Yes
5427991 | Discontinued | Systems | SOFTSOUND SXT+ R410A HP | COMFORTMAKER | CCH936GKA* |  | EHD4X36A** | MV16**21C* | 35000 | 13.2 | 18.2 | 36000 | 9 | 21600 | 1 | HRCU-A-CB |  |  | 228 | 737 | Yes
5427992 | Discontinued | Systems | SOFTSOUND SXT+ R410A HP | COMFORTMAKER | CCH936GKA* |  | EHD4X36A** | MV20**24C* | 34800 | 13.2 | 18.2 | 36000 | 9 | 21400 | 1 | HRCU-A-CB |  |  | 226 | 737 | Yes
5428025 | Discontinued | Systems | SOFTSOUND SXT+ R410A HP | COMFORTMAKER | CCH936GKA* |  | EHD4X36A** | NOMV106D12* | 34400 | 12.7 | 17 | 36000 | 8.5 | 21600 | 1 | HRCU-A-CB |  |  | 240 | 781 | Yes
5428026 | Discontinued | Systems | SOFTSOUND SXT+ R410A HP | COMFORTMAKER | CCH936GKA* |  | EHD4X36A** | NOMV156E19* | 34600 | 12.7 | 17 | 36000 | 8.5 | 21600 | 1 | HRCU-A-CB |  |  | 241 | 781 | Yes
5690588 | Active | Systems | SOFTSOUND SXT+ R410A HP | COMFORTMAKER | CCH936GKA* |  | EHD4X36A** | OLV098A12* | 34400 | 12.5 | 17 | 36400 | 8.5 | 21800 | 1 | HRCU-A-CB |  |  | 240 | 781 | Yes
5254740 | Discontinued | Systems | SOFTSOUND SXT+ R410A HP | COMFORTMAKER | CCH936GKA* |  | EHD4X36A** | OLV154F20A | 35600 | 13 | 17.7 | 37000 | 9.5 | 22200 | 1 | HRCU-A-CB |  |  | 238 | 699 | Yes
5690582 | Active | Systems | SOFTSOUND SXT+ R410A HP | COMFORTMAKER | CCH936GKA* |  | EHD4X36A** | OMV098J12* | 34600 | 12.5 | 17.5 | 36600 | 9 | 22000 | 1 | HRCU-A-CB |  |  | 234 | 737 | Yes
5254738 | Discontinued | Systems | SOFTSOUND SXT+ R410A HP | COMFORTMAKER | CCH936GKA* |  | EHD4X36A** | OMV112K14A | 35200 | 12.5 | 17.2 | 37000 | 9.5 | 22600 | 1 | HRCU-A-CB |  |  | 242 | 699 | Yes
5254793 | Discontinued | Systems | SOFTSOUND SXT+ R410A HP | COMFORTMAKER | CCH936GKA* |  | EHD4X36A**+WALLCON | *8MV*0701412** | 35000 | 12.5 | 17.7 | 36800 | 9 | 22200 | 1 | HRCU-A-CB |  |  | 234 | 737 | Yes
5254794 | Discontinued | Systems | SOFTSOUND SXT+ R410A HP | COMFORTMAKER | CCH936GKA* |  | EHD4X36A**+WALLCON | *8MV*0901716** | 35200 | 13 | 18 | 36600 | 9.5 | 21800 | 1 | HRCU-A-CB |  |  | 232 | 699 | Yes
5254795 | Discontinued | Systems | SOFTSOUND SXT+ R410A HP | COMFORTMAKER | CCH936GKA* |  | EHD4X36A**+WALLCON | *8MV*1102120** | 35200 | 13 | 18 | 36600 | 9.5 | 21800 | 1 | HRCU-A-CB |  |  | 232 | 699 | Yes
5254796 | Discontinued | Systems | SOFTSOUND SXT+ R410A HP | COMFORTMAKER | CCH936GKA* |  | EHD4X36A**+WALLCON | *8MV*1352422** | 35400 | 13 | 18 | 36400 | 9.5 | 21800 | 1 | HRCU-A-CB |  |  | 233 | 699 | Yes
5255024 | Discontinued | Systems | SOFTSOUND SXT+ R410A HP | COMFORTMAKER | CCH936GKA* |  | EHD4X36A**+WALLCON | *9MA*0602120A** | 35000 | 12.5 | 17.2 | 37000 | 9 | 22400 | 1 | HRCU-A-CB |  |  | 241 | 737 | Yes
5254854 | Discontinued | Systems | SOFTSOUND SXT+ R410A HP | COMFORTMAKER | CCH936GKA* |  | EHD4X36A**+WALLCON | *9MA*0801714A** | 35000 | 12.5 | 17.2 | 37200 | 9 | 22600 | 1 | HRCU-A-CB |  |  | 241 | 737 | Yes
5255025 | Discontinued | Systems | SOFTSOUND SXT+ R410A HP | COMFORTMAKER | CCH936GKA* |  | EHD4X36A**+WALLCON | *9MA*0802120A** | 35200 | 13 | 17.7 | 37000 | 9.5 | 22200 | 1 | HRCU-A-CB |  |  | 235 | 699 | Yes
5255026 | Discontinued | Systems | SOFTSOUND SXT+ R410A HP | COMFORTMAKER | CCH936GKA* |  | EHD4X36A**+WALLCON | *9MA*1002122A** | 35200 | 13 | 17.7 | 37000 | 9.5 | 22200 | 1 | HRCU-A-CB |  |  | 235 | 699 | Yes
5254855 | Discontinued | Systems | SOFTSOUND SXT+ R410A HP | COMFORTMAKER | CCH936GKA* |  | EHD4X36A**+WALLCON | *9MA*1202422A** | 35200 | 13 | 17.7 | 37000 | 9.5 | 22200 | 1 | HRCU-A-CB |  |  | 235 | 699 | Yes
5254816 | Discontinued | Systems | SOFTSOUND SXT+ R410A HP | COMFORTMAKER | CCH936GKA* |  | EHD4X42A** | *8MX*0701716** | 35000 | 12.5 | 17.2 | 36600 | 9 | 22000 | 1 | HRCU-A-CB |  |  | 241 | 737 | Yes
5254674 | Discontinued | Systems | SOFTSOUND SXT+ R410A HP | COMFORTMAKER | CCH936GKA* |  | EHD4X42A** | *8MX*0902116** | 35800 | 13 | 17.7 | 37000 | 9.5 | 22200 | 1 | HRCU-A-CB |  |  | 239 | 699 | Yes
5254675 | Discontinued | Systems | SOFTSOUND SXT+ R410A HP | COMFORTMAKER | CCH936GKA* |  | EHD4X42A** | *8MX*1102120** | 35800 | 13 | 17.7 | 37000 | 9.5 | 22200 | 1 | HRCU-A-CB |  |  | 239 | 699 | Yes
5254932 | Discontinued | Systems | SOFTSOUND SXT+ R410A HP | COMFORTMAKER | CCH936GKA* |  | EHD4X42A** | *9MV*0601714A** | 34600 | 12.5 | 17 | 36000 | 9.2 | 21600 | 1 | HRCU-A-CB |  |  | 241 | 721 | Yes
5254933 | Discontinued | Systems | SOFTSOUND SXT+ R410A HP | COMFORTMAKER | CCH936GKA* |  | EHD4X42A** | *9MV*0801716A** | 34800 | 12.7 | 17.2 | 36000 | 9.5 | 21400 | 1 | HRCU-A-CB |  |  | 240 | 699 | Yes
5254962 | Discontinued | Systems | SOFTSOUND SXT+ R410A HP | COMFORTMAKER | CCH936GKA* |  | EHD4X42A** | *9MV*0802120A** | 34800 | 13.5 | 17.7 | 35800 | 9 | 22800 | 1 | HRCU-A-CB |  |  | 233 | 737 | Yes
5254963 | Discontinued | Systems | SOFTSOUND SXT+ R410A HP | COMFORTMAKER | CCH936GKA* |  | EHD4X42A** | *9MV*1002120A** | 34600 | 13.5 | 17.7 | 35800 | 9 | 22800 | 1 | HRCU-A-CB |  |  | 231 | 737 | Yes
5254934 | Discontinued | Systems | SOFTSOUND SXT+ R410A HP | COMFORTMAKER | CCH936GKA* |  | EHD4X42A** | *9MV*1202422A** | 34600 | 13 | 17.7 | 35800 | 9.5 | 21200 | 1 | HRCU-A-CB |  |  | 231 | 699 | Yes
5254892 | Discontinued | Systems | SOFTSOUND SXT+ R410A HP | COMFORTMAKER | CCH936GKA* |  | EHD4X42A** | *9MX*0601714A** | 34800 | 12.5 | 17.5 | 36600 | 9 | 22000 | 1 | HRCU-A-CB |  |  | 235 | 737 | Yes
5254893 | Discontinued | Systems | SOFTSOUND SXT+ R410A HP | COMFORTMAKER | CCH936GKA* |  | EHD4X42A** | *9MX*0801716A** | 34800 | 12.7 | 17.2 | 36400 | 9.5 | 21800 | 1 | HRCU-A-CB |  |  | 240 | 699 | Yes
5427993 | Discontinued | Systems | SOFTSOUND SXT+ R410A HP | COMFORTMAKER | CCH936GKA* |  | EHD4X42A** | MV08**14C* | 35000 | 13 | 18 | 36000 | 9 | 21600 | 1 | HRCU-A-CB |  |  | 230 | 737 | Yes
5427994 | Discontinued | Systems | SOFTSOUND SXT+ R410A HP | COMFORTMAKER | CCH936GKA* |  | EHD4X42A** | MV12**17C* | 35200 | 13.2 | 18.2 | 36000 | 9 | 21600 | 1 | HRCU-A-CB |  |  | 229 | 737 | Yes
5427995 | Discontinued | Systems | SOFTSOUND SXT+ R410A HP | COMFORTMAKER | CCH936GKA* |  | EHD4X42A** | MV16**21C* | 35200 | 13.2 | 18.2 | 36000 | 9 | 21600 | 1 | HRCU-A-CB |  |  | 229 | 737 | Yes
5427996 | Discontinued | Systems | SOFTSOUND SXT+ R410A HP | COMFORTMAKER | CCH936GKA* |  | EHD4X42A** | MV20**24C* | 35000 | 13.2 | 18.2 | 36000 | 9 | 21400 | 1 | HRCU-A-CB |  |  | 228 | 737 | Yes
5428027 | Discontinued | Systems | SOFTSOUND SXT+ R410A HP | COMFORTMAKER | CCH936GKA* |  | EHD4X42A** | NOMV106D12* | 34600 | 12.7 | 17.2 | 36000 | 8.5 | 21600 | 1 | HRCU-A-CB |  |  | 238 | 781 | Yes
5428028 | Discontinued | Systems | SOFTSOUND SXT+ R410A HP | COMFORTMAKER | CCH936GKA* |  | EHD4X42A** | NOMV156E19* | 34800 | 13 | 17.2 | 36000 | 8.5 | 21600 | 1 | HRCU-A-CB |  |  | 240 | 781 | Yes
5690603 | Active | Systems | SOFTSOUND SXT+ R410A HP | COMFORTMAKER | CCH936GKA* |  | EHD4X42A** | OLV098A12* | 34600 | 12.5 | 17.2 | 36400 | 9 | 22000 | 1 | HRCU-A-CB |  |  | 238 | 737 | Yes
5254745 | Discontinued | Systems | SOFTSOUND SXT+ R410A HP | COMFORTMAKER | CCH936GKA* |  | EHD4X42A** | OLV154F20A | 36000 | 13 | 18 | 37000 | 9.5 | 22200 | 1 | HRCU-A-CB |  |  | 237 | 699 | Yes
5690594 | Active | Systems | SOFTSOUND SXT+ R410A HP | COMFORTMAKER | CCH936GKA* |  | EHD4X42A** | OMV098J12* | 34800 | 12.5 | 17.5 | 36600 | 9 | 22000 | 1 | HRCU-A-CB |  |  | 235 | 737 | Yes
5254743 | Discontinued | Systems | SOFTSOUND SXT+ R410A HP | COMFORTMAKER | CCH936GKA* |  | EHD4X42A** | OMV112K14A | 35400 | 12.5 | 17.5 | 37000 | 9.5 | 22600 | 1 | HRCU-A-CB |  |  | 240 | 699 | Yes
5254797 | Discontinued | Systems | SOFTSOUND SXT+ R410A HP | COMFORTMAKER | CCH936GKA* |  | EHD4X42A**+WALLCON | *8MV*0701412** | 35200 | 12.7 | 17.7 | 36800 | 9.5 | 22200 | 1 | HRCU-A-CB |  |  | 235 | 699 | Yes
5254798 | Discontinued | Systems | SOFTSOUND SXT+ R410A HP | COMFORTMAKER | CCH936GKA* |  | EHD4X42A**+WALLCON | *8MV*0901716** | 35400 | 13 | 18.2 | 36600 | 9.5 | 22000 | 1 | HRCU-A-CB |  |  | 230 | 699 | Yes
5254799 | Discontinued | Systems | SOFTSOUND SXT+ R410A HP | COMFORTMAKER | CCH936GKA* |  | EHD4X42A**+WALLCON | *8MV*1102120** | 35400 | 13 | 18 | 36600 | 9.5 | 21800 | 1 | HRCU-A-CB |  |  | 233 | 699 | Yes
5254800 | Discontinued | Systems | SOFTSOUND SXT+ R410A HP | COMFORTMAKER | CCH936GKA* |  | EHD4X42A**+WALLCON | *8MV*1352422** | 35600 | 13.2 | 18.2 | 36600 | 9.5 | 21800 | 1 | HRCU-A-CB |  |  | 232 | 699 | Yes
5254857 | Discontinued | Systems | SOFTSOUND SXT+ R410A HP | COMFORTMAKER | CCH936GKA* |  | EHD4X42A**+WALLCON | *9MA*0801714A** | 35200 | 12.5 | 17.5 | 37400 | 9.5 | 22600 | 1 | HRCU-A-CB |  |  | 238 | 699 | Yes
5254858 | Discontinued | Systems | SOFTSOUND SXT+ R410A HP | COMFORTMAKER | CCH936GKA* |  | EHD4X42A**+WALLCON | *9MA*1202422A** | 35400 | 13 | 17.7 | 37200 | 9.5 | 22200 | 1 | HRCU-A-CB |  |  | 237 | 699 | Yes
5254676 | Discontinued | Systems | SOFTSOUND SXT+ R410A HP | COMFORTMAKER | CCH936GKA* |  | EHD4X48A** | *8MX*0451408** | 35000 | 12.5 | 17.5 | 37000 | 9 | 22400 | 1 | HRCU-A-CB |  |  | 237 | 737 | Yes
5254817 | Discontinued | Systems | SOFTSOUND SXT+ R410A HP | COMFORTMAKER | CCH936GKA* |  | EHD4X48A** | *8MX*0701716** | 35000 | 12.7 | 17.2 | 36600 | 9 | 22000 | 1 | HRCU-A-CB |  |  | 241 | 737 | Yes
5254677 | Discontinued | Systems | SOFTSOUND SXT+ R410A HP | COMFORTMAKER | CCH936GKA* |  | EHD4X48A** | *8MX*0902116** | 35800 | 13 | 17.7 | 37000 | 9.5 | 22200 | 1 | HRCU-A-CB |  |  | 239 | 699 | Yes
5254678 | Discontinued | Systems | SOFTSOUND SXT+ R410A HP | COMFORTMAKER | CCH936GKA* |  | EHD4X48A** | *8MX*1102120** | 36000 | 13 | 17.7 | 37000 | 9.5 | 22200 | 1 | HRCU-A-CB |  |  | 241 | 699 | Yes
5254935 | Discontinued | Systems | SOFTSOUND SXT+ R410A HP | COMFORTMAKER | CCH936GKA* |  | EHD4X48A** | *9MV*0601714A** | 34600 | 12.5 | 17.2 | 36000 | 9.2 | 21600 | 1 | HRCU-A-CB |  |  | 238 | 721 | Yes
5254936 | Discontinued | Systems | SOFTSOUND SXT+ R410A HP | COMFORTMAKER | CCH936GKA* |  | EHD4X48A** | *9MV*0801716A** | 34800 | 13 | 17.5 | 36000 | 9.5 | 21600 | 1 | HRCU-A-CB |  |  | 235 | 699 | Yes
5254964 | Discontinued | Systems | SOFTSOUND SXT+ R410A HP | COMFORTMAKER | CCH936GKA* |  | EHD4X48A** | *9MV*0802120A** | 34800 | 13.5 | 18 | 36000 | 9 | 22800 | 1 | HRCU-A-CB |  |  | 229 | 737 | Yes
5254965 | Discontinued | Systems | SOFTSOUND SXT+ R410A HP | COMFORTMAKER | CCH936GKA* |  | EHD4X48A** | *9MV*1002120A** | 34800 | 13.5 | 17.7 | 35800 | 9 | 22800 | 1 | HRCU-A-CB |  |  | 233 | 737 | Yes
5254937 | Discontinued | Systems | SOFTSOUND SXT+ R410A HP | COMFORTMAKER | CCH936GKA* |  | EHD4X48A** | *9MV*1202422A** | 34800 | 13 | 18 | 35800 | 9.5 | 21200 | 1 | HRCU-A-CB |  |  | 229 | 699 | Yes
5254894 | Discontinued | Systems | SOFTSOUND SXT+ R410A HP | COMFORTMAKER | CCH936GKA* |  | EHD4X48A** | *9MX*0601714A** | 35000 | 12.7 | 17.5 | 36600 | 9 | 22000 | 1 | HRCU-A-CB |  |  | 237 | 737 | Yes
5254895 | Discontinued | Systems | SOFTSOUND SXT+ R410A HP | COMFORTMAKER | CCH936GKA* |  | EHD4X48A** | *9MX*0801716A** | 35000 | 12.7 | 17.2 | 36600 | 9 | 22000 | 1 | HRCU-A-CB |  |  | 241 | 737 | Yes
5427997 | Discontinued | Systems | SOFTSOUND SXT+ R410A HP | COMFORTMAKER | CCH936GKA* |  | EHD4X48A** | MV08**14C* | 35000 | 13 | 18 | 36000 | 9 | 21600 | 1 | HRCU-A-CB |  |  | 230 | 737 | Yes
5427998 | Discontinued | Systems | SOFTSOUND SXT+ R410A HP | COMFORTMAKER | CCH936GKA* |  | EHD4X48A** | MV12**17C* | 35400 | 13.2 | 18.2 | 36000 | 9 | 21800 | 1 | HRCU-A-CB |  |  | 230 | 737 | Yes
5427999 | Discontinued | Systems | SOFTSOUND SXT+ R410A HP | COMFORTMAKER | CCH936GKA* |  | EHD4X48A** | MV16**21C* | 35400 | 13.2 | 18.2 | 36000 | 9 | 21600 | 1 | HRCU-A-CB |  |  | 230 | 737 | Yes
5428000 | Discontinued | Systems | SOFTSOUND SXT+ R410A HP | COMFORTMAKER | CCH936GKA* |  | EHD4X48A** | MV20**24C* | 35200 | 13.2 | 18.2 | 36000 | 9 | 21600 | 1 | HRCU-A-CB |  |  | 229 | 737 | Yes
5428029 | Discontinued | Systems | SOFTSOUND SXT+ R410A HP | COMFORTMAKER | CCH936GKA* |  | EHD4X48A** | NOMV106D12* | 34800 | 12.7 | 17.2 | 36000 | 8.5 | 21600 | 1 | HRCU-A-CB |  |  | 240 | 781 | Yes
5428030 | Discontinued | Systems | SOFTSOUND SXT+ R410A HP | COMFORTMAKER | CCH936GKA* |  | EHD4X48A** | NOMV156E19* | 35000 | 13 | 17.2 | 36000 | 9 | 21600 | 1 | HRCU-A-CB |  |  | 241 | 737 | Yes
5690616 | Active | Systems | SOFTSOUND SXT+ R410A HP | COMFORTMAKER | CCH936GKA* |  | EHD4X48A** | OLV098A12* | 34800 | 12.5 | 17.2 | 36600 | 9 | 22000 | 1 | HRCU-A-CB |  |  | 240 | 737 | Yes
5254750 | Discontinued | Systems | SOFTSOUND SXT+ R410A HP | COMFORTMAKER | CCH936GKA* |  | EHD4X48A** | OLV154F20A | 36000 | 13 | 18 | 37000 | 9.5 | 22200 | 1 | HRCU-A-CB |  |  | 237 | 699 | Yes
5690608 | Active | Systems | SOFTSOUND SXT+ R410A HP | COMFORTMAKER | CCH936GKA* |  | EHD4X48A** | OMV098J12* | 35000 | 12.5 | 17.7 | 36600 | 9 | 22000 | 1 | HRCU-A-CB |  |  | 234 | 737 | Yes
5254748 | Discontinued | Systems | SOFTSOUND SXT+ R410A HP | COMFORTMAKER | CCH936GKA* |  | EHD4X48A** | OMV112K14A | 35600 | 12.5 | 17.5 | 37600 | 9.5 | 22600 | 1 | HRCU-A-CB |  |  | 241 | 798 | Yes
5254801 | Discontinued | Systems | SOFTSOUND SXT+ R410A HP | COMFORTMAKER | CCH936GKA* |  | EHD4X48A**+WALLCON | *8MV*0701412** | 35400 | 12.7 | 18 | 37000 | 9.5 | 22200 | 1 | HRCU-A-CB |  |  | 233 | 699 | Yes
5254802 | Discontinued | Systems | SOFTSOUND SXT+ R410A HP | COMFORTMAKER | CCH936GKA* |  | EHD4X48A**+WALLCON | *8MV*0901716** | 35600 | 13 | 18.2 | 36800 | 9.5 | 22000 | 1 | HRCU-A-CB |  |  | 232 | 699 | Yes
5254803 | Discontinued | Systems | SOFTSOUND SXT+ R410A HP | COMFORTMAKER | CCH936GKA* |  | EHD4X48A**+WALLCON | *8MV*1102120** | 35600 | 13.2 | 18.2 | 36600 | 9.5 | 22000 | 1 | HRCU-A-CB |  |  | 232 | 699 | Yes
5254804 | Discontinued | Systems | SOFTSOUND SXT+ R410A HP | COMFORTMAKER | CCH936GKA* |  | EHD4X48A**+WALLCON | *8MV*1352422** | 35800 | 13.2 | 18.5 | 36600 | 9.5 | 21800 | 1 | HRCU-A-CB |  |  | 229 | 699 | Yes
5254859 | Discontinued | Systems | SOFTSOUND SXT+ R410A HP | COMFORTMAKER | CCH936GKA* |  | EHD4X48A**+WALLCON | *9MA*0601714A** | 35200 | 12.5 | 17.2 | 37200 | 9 | 22800 | 1 | HRCU-A-CB |  |  | 242 | 737 | Yes
5254860 | Discontinued | Systems | SOFTSOUND SXT+ R410A HP | COMFORTMAKER | CCH936GKA* |  | EHD4X48A**+WALLCON | *9MA*0801714A** | 35400 | 12.5 | 17.5 | 37400 | 9.5 | 22600 | 1 | HRCU-A-CB |  |  | 240 | 699 | Yes
5254861 | Discontinued | Systems | SOFTSOUND SXT+ R410A HP | COMFORTMAKER | CCH936GKA* |  | EHD4X48A**+WALLCON | *9MA*1202422A** | 35600 | 13 | 18 | 37200 | 9.5 | 22400 | 1 | HRCU-A-CB |  |  | 234 | 699 | Yes
5254651 | Discontinued | Systems | SOFTSOUND SXT+ R410A HP | COMFORTMAKER | CCH936GKA* |  | EN(A,D)4X36*21** | *8MX*0902116** | 34400 | 12.5 | 17 | 36400 | 9 | 22000 | 1 | HRCU-A-CB |  |  | 240 | 737 | Yes
5254652 | Discontinued | Systems | SOFTSOUND SXT+ R410A HP | COMFORTMAKER | CCH936GKA* |  | EN(A,D)4X36*21** | *8MX*1102120** | 34400 | 12.5 | 17 | 36600 | 9.5 | 21800 | 1 | HRCU-A-CB |  |  | 240 | 699 | Yes
5254913 | Discontinued | Systems | SOFTSOUND SXT+ R410A HP | COMFORTMAKER | CCH936GKA* |  | EN(A,D)4X36*21** | *9MV*0801716A** | 33600 | 12.5 | 16.7 | 35400 | 9 | 21200 | 1 | HRCU-A-CB |  |  | 238 | 737 | Yes
5254948 | Discontinued | Systems | SOFTSOUND SXT+ R410A HP | COMFORTMAKER | CCH936GKA* |  | EN(A,D)4X36*21** | *9MV*0802120A** | 33600 | 13 | 17.2 | 35400 | 9 | 22400 | 1 | HRCU-A-CB |  |  | 231 | 737 | Yes
5254949 | Discontinued | Systems | SOFTSOUND SXT+ R410A HP | COMFORTMAKER | CCH936GKA* |  | EN(A,D)4X36*21** | *9MV*1002120A** | 33600 | 13 | 17 | 35200 | 9 | 22400 | 1 | HRCU-A-CB |  |  | 234 | 737 | Yes
5254877 | Discontinued | Systems | SOFTSOUND SXT+ R410A HP | COMFORTMAKER | CCH936GKA* |  | EN(A,D)4X36*21** | *9MX*0801716A** | 33800 | 12.5 | 16.5 | 36000 | 9 | 21600 | 1 | HRCU-A-CB |  |  | 243 | 737 | Yes
5427973 | Discontinued | Systems | SOFTSOUND SXT+ R410A HP | COMFORTMAKER | CCH936GKA* |  | EN(A,D)4X36*21** | MV12**17C* | 34000 | 12.7 | 17.5 | 36000 | 9 | 21400 | 1 | HRCU-A-CB |  |  | 230 | 737 | Yes
5427974 | Discontinued | Systems | SOFTSOUND SXT+ R410A HP | COMFORTMAKER | CCH936GKA* |  | EN(A,D)4X36*21** | MV16**21C* | 34000 | 12.7 | 17.7 | 35800 | 9 | 21400 | 1 | HRCU-A-CB |  |  | 227 | 737 | Yes
5428013 | Discontinued | Systems | SOFTSOUND SXT+ R410A HP | COMFORTMAKER | CCH936GKA* |  | EN(A,D)4X36*21** | NOMV156E19* | 33800 | 12.5 | 16.7 | 35800 | 8.5 | 21400 | 1 | HRCU-A-CB |  |  | 240 | 781 | Yes
5254771 | Discontinued | Systems | SOFTSOUND SXT+ R410A HP | COMFORTMAKER | CCH936GKA* |  | EN(A,D)4X36*21**+WALLCON | *8MV*0901716** | 34400 | 12.5 | 17.5 | 36000 | 9 | 21800 | 1 | HRCU-A-CB |  |  | 233 | 737 | Yes
5254772 | Discontinued | Systems | SOFTSOUND SXT+ R410A HP | COMFORTMAKER | CCH936GKA* |  | EN(A,D)4X36*21**+WALLCON | *8MV*1102120** | 34400 | 12.5 | 17.5 | 36000 | 9 | 21800 | 1 | HRCU-A-CB |  |  | 233 | 737 | Yes
5255022 | Discontinued | Systems | SOFTSOUND SXT+ R410A HP | COMFORTMAKER | CCH936GKA* |  | EN(A,D)4X36*21**+WALLCON | *9MA*0802120A** | 34200 | 12.5 | 17.2 | 36600 | 9 | 22200 | 1 | HRCU-A-CB |  |  | 235 | 737 | Yes
5255023 | Discontinued | Systems | SOFTSOUND SXT+ R410A HP | COMFORTMAKER | CCH936GKA* |  | EN(A,D)4X36*21**+WALLCON | *9MA*1002122A** | 34200 | 12.5 | 17.2 | 36600 | 9 | 22000 | 1 | HRCU-A-CB |  |  | 235 | 737 | Yes
5254658 | Discontinued | Systems | SOFTSOUND SXT+ R410A HP | COMFORTMAKER | CCH936GKA* |  | EN(A,D)4X48*24** | *8MX*0902116** | 35800 | 13 | 17.7 | 37000 | 9.5 | 22200 | 1 | HRCU-A-CB |  |  | 239 | 699 | Yes
5254659 | Discontinued | Systems | SOFTSOUND SXT+ R410A HP | COMFORTMAKER | CCH936GKA* |  | EN(A,D)4X48*24** | *8MX*1102120** | 35800 | 13 | 17.7 | 37000 | 9.5 | 22200 | 1 | HRCU-A-CB |  |  | 239 | 699 | Yes
5254954 | Discontinued | Systems | SOFTSOUND SXT+ R410A HP | COMFORTMAKER | CCH936GKA* |  | EN(A,D)4X48*24** | *9MV*0802120A** | 34800 | 13.5 | 18 | 36000 | 9.5 | 22800 | 1 | HRCU-A-CB |  |  | 229 | 699 | Yes
5254955 | Discontinued | Systems | SOFTSOUND SXT+ R410A HP | COMFORTMAKER | CCH936GKA* |  | EN(A,D)4X48*24** | *9MV*1002120A** | 34800 | 13.5 | 17.7 | 36000 | 9.5 | 22800 | 1 | HRCU-A-CB |  |  | 233 | 699 | Yes
5254920 | Discontinued | Systems | SOFTSOUND SXT+ R410A HP | COMFORTMAKER | CCH936GKA* |  | EN(A,D)4X48*24** | *9MV*1202422A** | 34800 | 13 | 17.7 | 35800 | 9.5 | 21200 | 1 | HRCU-A-CB |  |  | 233 | 699 | Yes
5427981 | Discontinued | Systems | SOFTSOUND SXT+ R410A HP | COMFORTMAKER | CCH936GKA* |  | EN(A,D)4X48*24** | MV16**21C* | 35200 | 13.2 | 18.2 | 36000 | 9 | 21600 | 1 | HRCU-A-CB |  |  | 229 | 737 | Yes
5427982 | Discontinued | Systems | SOFTSOUND SXT+ R410A HP | COMFORTMAKER | CCH936GKA* |  | EN(A,D)4X48*24** | MV20**24C* | 35000 | 13.2 | 18.2 | 36000 | 9 | 21400 | 1 | HRCU-A-CB |  |  | 228 | 737 | Yes
5428019 | Discontinued | Systems | SOFTSOUND SXT+ R410A HP | COMFORTMAKER | CCH936GKA* |  | EN(A,D)4X48*24** | NOMV156E19* | 34800 | 13 | 17.2 | 36000 | 9 | 21600 | 1 | HRCU-A-CB |  |  | 240 | 737 | Yes
5254720 | Discontinued | Systems | SOFTSOUND SXT+ R410A HP | COMFORTMAKER | CCH936GKA* |  | EN(A,D)4X48*24** | OLV112A16A | 35600 | 12.5 | 17.2 | 37600 | 9.5 | 22800 | 1 | HRCU-A-CB |  |  | 245 | 798 | Yes
5254779 | Discontinued | Systems | SOFTSOUND SXT+ R410A HP | COMFORTMAKER | CCH936GKA* |  | EN(A,D)4X48*24**+WALLCON | *8MV*1102120** | 35400 | 13.2 | 18.2 | 36600 | 9.5 | 21800 | 1 | HRCU-A-CB |  |  | 230 | 699 | Yes
5254780 | Discontinued | Systems | SOFTSOUND SXT+ R410A HP | COMFORTMAKER | CCH936GKA* |  | EN(A,D)4X48*24**+WALLCON | *8MV*1352422** | 35400 | 13.2 | 18.2 | 36400 | 9.5 | 21800 | 1 | HRCU-A-CB |  |  | 230 | 699 | Yes
5254843 | Discontinued | Systems | SOFTSOUND SXT+ R410A HP | COMFORTMAKER | CCH936GKA* |  | EN(A,D)4X48*24**+WALLCON | *9MA*1202422A** | 35400 | 13 | 18 | 37000 | 9.5 | 22200 | 1 | HRCU-A-CB |  |  | 233 | 699 | Yes
5254911 | Discontinued | Systems | SOFTSOUND SXT+ R410A HP | COMFORTMAKER | CCH936GKA* |  | EN(A,D,W)4X36*17** | *9MV*0801716A** | 33600 | 12.5 | 16.7 | 35400 | 9 | 21200 | 1 | HRCU-A-CB |  |  | 238 | 737 | Yes
5254875 | Discontinued | Systems | SOFTSOUND SXT+ R410A HP | COMFORTMAKER | CCH936GKA* |  | EN(A,D,W)4X36*17** | *9MX*0801716A** | 33600 | 12.5 | 16.5 | 36000 | 9 | 21600 | 1 | HRCU-A-CB |  |  | 241 | 737 | Yes
5427971 | Discontinued | Systems | SOFTSOUND SXT+ R410A HP | COMFORTMAKER | CCH936GKA* |  | EN(A,D,W)4X36*17** | MV08**14C* | 33800 | 12.5 | 17.2 | 35800 | 9 | 21400 | 1 | HRCU-A-CB |  |  | 233 | 737 | Yes
5427972 | Discontinued | Systems | SOFTSOUND SXT+ R410A HP | COMFORTMAKER | CCH936GKA* |  | EN(A,D,W)4X36*17** | MV12**17C* | 34000 | 12.7 | 17.5 | 36000 | 9 | 21600 | 1 | HRCU-A-CB |  |  | 230 | 737 | Yes
5254770 | Discontinued | Systems | SOFTSOUND SXT+ R410A HP | COMFORTMAKER | CCH936GKA* |  | EN(A,D,W)4X36*17**+WALLCON | *8MV*0901716** | 34200 | 12.5 | 17.5 | 36000 | 9 | 21800 | 1 | HRCU-A-CB |  |  | 231 | 737 | Yes
5254811 | Discontinued | Systems | SOFTSOUND SXT+ R410A HP | COMFORTMAKER | CCH936GKA* |  | EN(A,D,W)4X42*21** | *8MX*0701716** | 34200 | 12.5 | 16.7 | 36000 | 9 | 21800 | 1 | HRCU-A-CB |  |  | 242 | 737 | Yes
5254654 | Discontinued | Systems | SOFTSOUND SXT+ R410A HP | COMFORTMAKER | CCH936GKA* |  | EN(A,D,W)4X42*21** | *8MX*0902116** | 35000 | 12.7 | 17.2 | 36600 | 9 | 22000 | 1 | HRCU-A-CB |  |  | 241 | 737 | Yes
5254655 | Discontinued | Systems | SOFTSOUND SXT+ R410A HP | COMFORTMAKER | CCH936GKA* |  | EN(A,D,W)4X42*21** | *8MX*1102120** | 35000 | 12.7 | 17.2 | 36600 | 9.5 | 22000 | 1 | HRCU-A-CB |  |  | 241 | 699 | Yes
5254916 | Discontinued | Systems | SOFTSOUND SXT+ R410A HP | COMFORTMAKER | CCH936GKA* |  | EN(A,D,W)4X42*21** | *9MV*0601714A** | 33800 | 12.5 | 16.7 | 35800 | 9 | 21400 | 1 | HRCU-A-CB |  |  | 240 | 737 | Yes
5254917 | Discontinued | Systems | SOFTSOUND SXT+ R410A HP | COMFORTMAKER | CCH936GKA* |  | EN(A,D,W)4X42*21** | *9MV*0801716A** | 34000 | 12.5 | 17 | 35600 | 9.2 | 21400 | 1 | HRCU-A-CB |  |  | 237 | 721 | Yes
5254950 | Discontinued | Systems | SOFTSOUND SXT+ R410A HP | COMFORTMAKER | CCH936GKA* |  | EN(A,D,W)4X42*21** | *9MV*0802120A** | 34000 | 13.2 | 17.5 | 35600 | 9 | 22600 | 1 | HRCU-A-CB |  |  | 230 | 737 | Yes
5254951 | Discontinued | Systems | SOFTSOUND SXT+ R410A HP | COMFORTMAKER | CCH936GKA* |  | EN(A,D,W)4X42*21** | *9MV*1002120A** | 34000 | 13.2 | 17.2 | 35400 | 9 | 22600 | 1 | HRCU-A-CB |  |  | 234 | 737 | Yes
5254880 | Discontinued | Systems | SOFTSOUND SXT+ R410A HP | COMFORTMAKER | CCH936GKA* |  | EN(A,D,W)4X42*21** | *9MX*0601714A** | 34200 | 12.5 | 17.2 | 36000 | 9 | 21800 | 1 | HRCU-A-CB |  |  | 235 | 737 | Yes
5254881 | Discontinued | Systems | SOFTSOUND SXT+ R410A HP | COMFORTMAKER | CCH936GKA* |  | EN(A,D,W)4X42*21** | *9MX*0801716A** | 34200 | 12.5 | 16.7 | 36000 | 9 | 21600 | 1 | HRCU-A-CB |  |  | 242 | 737 | Yes
5427977 | Discontinued | Systems | SOFTSOUND SXT+ R410A HP | COMFORTMAKER | CCH936GKA* |  | EN(A,D,W)4X42*21** | MV12**17C* | 34600 | 12.7 | 17.7 | 36000 | 9 | 21600 | 1 | HRCU-A-CB |  |  | 231 | 737 | Yes
5427978 | Discontinued | Systems | SOFTSOUND SXT+ R410A HP | COMFORTMAKER | CCH936GKA* |  | EN(A,D,W)4X42*21** | MV16**21C* | 34600 | 13 | 17.7 | 36000 | 9 | 21400 | 1 | HRCU-A-CB |  |  | 231 | 737 | Yes
5428015 | Discontinued | Systems | SOFTSOUND SXT+ R410A HP | COMFORTMAKER | CCH936GKA* |  | EN(A,D,W)4X42*21** | NOMV106D12* | 34000 | 12.5 | 17 | 36000 | 8.5 | 21400 | 1 | HRCU-A-CB |  |  | 237 | 781 | Yes
5428016 | Discontinued | Systems | SOFTSOUND SXT+ R410A HP | COMFORTMAKER | CCH936GKA* |  | EN(A,D,W)4X42*21** | NOMV156E19* | 34200 | 12.7 | 17 | 36000 | 8.5 | 21400 | 1 | HRCU-A-CB |  |  | 238 | 781 | Yes
5254775 | Discontinued | Systems | SOFTSOUND SXT+ R410A HP | COMFORTMAKER | CCH936GKA* |  | EN(A,D,W)4X42*21**+WALLCON | *8MV*0901716** | 34800 | 13 | 17.7 | 36400 | 9.5 | 21800 | 1 | HRCU-A-CB |  |  | 233 | 699 | Yes
5254776 | Discontinued | Systems | SOFTSOUND SXT+ R410A HP | COMFORTMAKER | CCH936GKA* |  | EN(A,D,W)4X42*21**+WALLCON | *8MV*1102120** | 34800 | 13 | 17.7 | 36400 | 9.5 | 21800 | 1 | HRCU-A-CB |  |  | 233 | 699 | Yes
5254812 | Discontinued | Systems | SOFTSOUND SXT+ R410A HP | COMFORTMAKER | CCH936GKA* |  | EN(A,D,W)4X48*21** | *8MX*0701716** | 35000 | 12.7 | 17.2 | 36600 | 9 | 22000 | 1 | HRCU-A-CB |  |  | 241 | 737 | Yes
5254656 | Discontinued | Systems | SOFTSOUND SXT+ R410A HP | COMFORTMAKER | CCH936GKA* |  | EN(A,D,W)4X48*21** | *8MX*0902116** | 35800 | 13 | 17.7 | 37000 | 9.5 | 22200 | 1 | HRCU-A-CB |  |  | 239 | 699 | Yes
5254657 | Discontinued | Systems | SOFTSOUND SXT+ R410A HP | COMFORTMAKER | CCH936GKA* |  | EN(A,D,W)4X48*21** | *8MX*1102120** | 35800 | 13 | 17.7 | 37000 | 9.5 | 22200 | 1 | HRCU-A-CB |  |  | 239 | 699 | Yes
5254918 | Discontinued | Systems | SOFTSOUND SXT+ R410A HP | COMFORTMAKER | CCH936GKA* |  | EN(A,D,W)4X48*21** | *9MV*0601714A** | 34600 | 12.5 | 17 | 36000 | 9.5 | 21600 | 1 | HRCU-A-CB |  |  | 241 | 699 | Yes
5254919 | Discontinued | Systems | SOFTSOUND SXT+ R410A HP | COMFORTMAKER | CCH936GKA* |  | EN(A,D,W)4X48*21** | *9MV*0801716A** | 34600 | 12.7 | 17.2 | 36000 | 9.5 | 21400 | 1 | HRCU-A-CB |  |  | 238 | 699 | Yes
5254952 | Discontinued | Systems | SOFTSOUND SXT+ R410A HP | COMFORTMAKER | CCH936GKA* |  | EN(A,D,W)4X48*21** | *9MV*0802120A** | 34800 | 13.5 | 18 | 36000 | 9.5 | 22800 | 1 | HRCU-A-CB |  |  | 229 | 699 | Yes
5254953 | Discontinued | Systems | SOFTSOUND SXT+ R410A HP | COMFORTMAKER | CCH936GKA* |  | EN(A,D,W)4X48*21** | *9MV*1002120A** | 34800 | 13.5 | 17.7 | 36000 | 9.5 | 22800 | 1 | HRCU-A-CB |  |  | 233 | 699 | Yes
5254882 | Discontinued | Systems | SOFTSOUND SXT+ R410A HP | COMFORTMAKER | CCH936GKA* |  | EN(A,D,W)4X48*21** | *9MX*0601714A** | 34800 | 12.5 | 17.5 | 36600 | 9 | 22000 | 1 | HRCU-A-CB |  |  | 235 | 737 | Yes
5254883 | Discontinued | Systems | SOFTSOUND SXT+ R410A HP | COMFORTMAKER | CCH936GKA* |  | EN(A,D,W)4X48*21** | *9MX*0801716A** | 34800 | 12.7 | 17.2 | 36600 | 9 | 21800 | 1 | HRCU-A-CB |  |  | 240 | 737 | Yes
5427979 | Discontinued | Systems | SOFTSOUND SXT+ R410A HP | COMFORTMAKER | CCH936GKA* |  | EN(A,D,W)4X48*21** | MV12**17C* | 35200 | 13.2 | 18.2 | 36000 | 9 | 21600 | 1 | HRCU-A-CB |  |  | 229 | 737 | Yes
5427980 | Discontinued | Systems | SOFTSOUND SXT+ R410A HP | COMFORTMAKER | CCH936GKA* |  | EN(A,D,W)4X48*21** | MV16**21C* | 35200 | 13.2 | 18.2 | 36000 | 9 | 21600 | 1 | HRCU-A-CB |  |  | 229 | 737 | Yes
5428017 | Discontinued | Systems | SOFTSOUND SXT+ R410A HP | COMFORTMAKER | CCH936GKA* |  | EN(A,D,W)4X48*21** | NOMV106D12* | 34600 | 12.7 | 17.2 | 36000 | 8.5 | 21600 | 1 | HRCU-A-CB |  |  | 238 | 781 | Yes
5428018 | Discontinued | Systems | SOFTSOUND SXT+ R410A HP | COMFORTMAKER | CCH936GKA* |  | EN(A,D,W)4X48*21** | NOMV156E19* | 34800 | 13 | 17.2 | 36000 | 9 | 21600 | 1 | HRCU-A-CB |  |  | 240 | 737 | Yes
5690530 | Active | Systems | SOFTSOUND SXT+ R410A HP | COMFORTMAKER | CCH936GKA* |  | EN(A,D,W)4X48*21** | OLV098A12* | 34600 | 12.5 | 17.2 | 36400 | 9 | 21800 | 1 | HRCU-A-CB |  |  | 238 | 737 | Yes
5254719 | Discontinued | Systems | SOFTSOUND SXT+ R410A HP | COMFORTMAKER | CCH936GKA* |  | EN(A,D,W)4X48*21** | OLV112A16A | 35600 | 12.5 | 17.2 | 37600 | 9.5 | 22800 | 1 | HRCU-A-CB |  |  | 245 | 798 | Yes
5690523 | Active | Systems | SOFTSOUND SXT+ R410A HP | COMFORTMAKER | CCH936GKA* |  | EN(A,D,W)4X48*21** | OMV098J12* | 34600 | 12.5 | 17.5 | 36600 | 9 | 22000 | 1 | HRCU-A-CB |  |  | 234 | 737 | Yes
5254718 | Discontinued | Systems | SOFTSOUND SXT+ R410A HP | COMFORTMAKER | CCH936GKA* |  | EN(A,D,W)4X48*21** | OMV112K14A | 35400 | 12.5 | 17.5 | 37000 | 9.5 | 22400 | 1 | HRCU-A-CB |  |  | 240 | 699 | Yes
5254777 | Discontinued | Systems | SOFTSOUND SXT+ R410A HP | COMFORTMAKER | CCH936GKA* |  | EN(A,D,W)4X48*21**+WALLCON | *8MV*0901716** | 35400 | 13 | 18.2 | 36600 | 9.5 | 21800 | 1 | HRCU-A-CB |  |  | 230 | 699 | Yes
5254778 | Discontinued | Systems | SOFTSOUND SXT+ R410A HP | COMFORTMAKER | CCH936GKA* |  | EN(A,D,W)4X48*21**+WALLCON | *8MV*1102120** | 35400 | 13.2 | 18.2 | 36600 | 9.5 | 21800 | 1 | HRCU-A-CB |  |  | 230 | 699 | Yes
5254841 | Discontinued | Systems | SOFTSOUND SXT+ R410A HP | COMFORTMAKER | CCH936GKA* |  | EN(A,D,W)4X48*21**+WALLCON | *9MA*0601714A** | 35000 | 12.5 | 17.2 | 37200 | 9 | 22800 | 1 | HRCU-A-CB |  |  | 241 | 737 | Yes
5254842 | Discontinued | Systems | SOFTSOUND SXT+ R410A HP | COMFORTMAKER | CCH936GKA* |  | EN(A,D,W)4X48*21**+WALLCON | *9MA*0801714A** | 34800 | 12.5 | 17.5 | 37200 | 9.5 | 22600 | 1 | HRCU-A-CB |  |  | 235 | 699 | Yes
5254810 | Discontinued | Systems | SOFTSOUND SXT+ R410A HP | COMFORTMAKER | CCH936GKA* |  | END4X42*17** | *8MX*0701716** | 34400 | 12.5 | 17 | 36400 | 9 | 21800 | 1 | HRCU-A-CB |  |  | 240 | 737 | Yes
5254914 | Discontinued | Systems | SOFTSOUND SXT+ R410A HP | COMFORTMAKER | CCH936GKA* |  | END4X42*17** | *9MV*0601714A** | 34000 | 12.5 | 17 | 35800 | 9.2 | 21400 | 1 | HRCU-A-CB |  |  | 237 | 721 | Yes
5254915 | Discontinued | Systems | SOFTSOUND SXT+ R410A HP | COMFORTMAKER | CCH936GKA* |  | END4X42*17** | *9MV*0801716A** | 34200 | 12.5 | 17 | 35800 | 9.2 | 21400 | 1 | HRCU-A-CB |  |  | 238 | 721 | Yes
5254878 | Discontinued | Systems | SOFTSOUND SXT+ R410A HP | COMFORTMAKER | CCH936GKA* |  | END4X42*17** | *9MX*0601714A** | 34400 | 12.5 | 17.2 | 36400 | 9 | 21800 | 1 | HRCU-A-CB |  |  | 237 | 737 | Yes
5254879 | Discontinued | Systems | SOFTSOUND SXT+ R410A HP | COMFORTMAKER | CCH936GKA* |  | END4X42*17** | *9MX*0801716A** | 34400 | 12.5 | 17 | 36400 | 9 | 21800 | 1 | HRCU-A-CB |  |  | 240 | 737 | Yes
5427975 | Discontinued | Systems | SOFTSOUND SXT+ R410A HP | COMFORTMAKER | CCH936GKA* |  | END4X42*17** | MV08**14C* | 34600 | 12.7 | 17.7 | 36000 | 9 | 21600 | 1 | HRCU-A-CB |  |  | 231 | 737 | Yes
5427976 | Discontinued | Systems | SOFTSOUND SXT+ R410A HP | COMFORTMAKER | CCH936GKA* |  | END4X42*17** | MV12**17C* | 34800 | 13 | 18 | 36000 | 9 | 21600 | 1 | HRCU-A-CB |  |  | 229 | 737 | Yes
5428014 | Discontinued | Systems | SOFTSOUND SXT+ R410A HP | COMFORTMAKER | CCH936GKA* |  | END4X42*17** | NOMV106D12* | 34200 | 12.7 | 17 | 36000 | 8.5 | 21600 | 1 | HRCU-A-CB |  |  | 238 | 781 | Yes
5690504 | Active | Systems | SOFTSOUND SXT+ R410A HP | COMFORTMAKER | CCH936GKA* |  | END4X42*17** | OLV098A12* | 34200 | 12.5 | 17 | 36400 | 9 | 21800 | 1 | HRCU-A-CB |  |  | 238 | 737 | Yes
5690499 | Active | Systems | SOFTSOUND SXT+ R410A HP | COMFORTMAKER | CCH936GKA* |  | END4X42*17** | OMV098J12* | 34400 | 12.5 | 17.2 | 36600 | 9 | 22000 | 1 | HRCU-A-CB |  |  | 237 | 737 | Yes
5254773 | Discontinued | Systems | SOFTSOUND SXT+ R410A HP | COMFORTMAKER | CCH936GKA* |  | END4X42*17**+WALLCON | *8MV*0701412** | 34800 | 12.5 | 17.5 | 36800 | 9 | 22000 | 1 | HRCU-A-CB |  |  | 235 | 737 | Yes
5254774 | Discontinued | Systems | SOFTSOUND SXT+ R410A HP | COMFORTMAKER | CCH936GKA* |  | END4X42*17**+WALLCON | *8MV*0901716** | 35000 | 13 | 18 | 36600 | 9.5 | 21800 | 1 | HRCU-A-CB |  |  | 230 | 699 | Yes
5254838 | Discontinued | Systems | SOFTSOUND SXT+ R410A HP | COMFORTMAKER | CCH936GKA* |  | END4X42*17**+WALLCON | *9MA*0801714A** | 34800 | 12.5 | 17.2 | 37000 | 9 | 22600 | 1 | HRCU-A-CB |  |  | 240 | 737 | Yes
5254661 | Discontinued | Systems | SOFTSOUND SXT+ R410A HP | COMFORTMAKER | CCH936GKA* |  | ENH4X36*17** | *8MX*0902116** | 34400 | 12.5 | 17 | 36000 | 9.5 | 22000 | 1 | HRCU-A-CB |  |  | 240 | 699 | Yes
5254662 | Discontinued | Systems | SOFTSOUND SXT+ R410A HP | COMFORTMAKER | CCH936GKA* |  | ENH4X36*17** | *8MX*1102120** | 34400 | 12.5 | 17 | 36000 | 9.5 | 21800 | 1 | HRCU-A-CB |  |  | 240 | 699 | Yes
5254922 | Discontinued | Systems | SOFTSOUND SXT+ R410A HP | COMFORTMAKER | CCH936GKA* |  | ENH4X36*17** | *9MV*0801716A** | 33600 | 12.5 | 16.7 | 35400 | 9 | 21200 | 1 | HRCU-A-CB |  |  | 238 | 737 | Yes
5254885 | Discontinued | Systems | SOFTSOUND SXT+ R410A HP | COMFORTMAKER | CCH936GKA* |  | ENH4X36*17** | *9MX*0801716A** | 33600 | 12.5 | 16.5 | 36000 | 9 | 21600 | 1 | HRCU-A-CB |  |  | 241 | 737 | Yes
5427983 | Discontinued | Systems | SOFTSOUND SXT+ R410A HP | COMFORTMAKER | CCH936GKA* |  | ENH4X36*17** | MV08**14C* | 33800 | 12.5 | 17.2 | 35800 | 9 | 21400 | 1 | HRCU-A-CB |  |  | 233 | 737 | Yes
5427984 | Discontinued | Systems | SOFTSOUND SXT+ R410A HP | COMFORTMAKER | CCH936GKA* |  | ENH4X36*17** | MV12**17C* | 34000 | 12.7 | 17.5 | 36000 | 9 | 21600 | 1 | HRCU-A-CB |  |  | 230 | 737 | Yes
5254725 | Discontinued | Systems | SOFTSOUND SXT+ R410A HP | COMFORTMAKER | CCH936GKA* |  | ENH4X36*17** | OLV154F20A | 34600 | 12.5 | 17.2 | 36600 | 9.5 | 22200 | 1 | HRCU-A-CB |  |  | 238 | 699 | Yes
5254782 | Discontinued | Systems | SOFTSOUND SXT+ R410A HP | COMFORTMAKER | CCH936GKA* |  | ENH4X36*17**+WALLCON | *8MV*0901716** | 34200 | 12.5 | 17.5 | 36000 | 9 | 21800 | 1 | HRCU-A-CB |  |  | 231 | 737 | Yes
5254783 | Discontinued | Systems | SOFTSOUND SXT+ R410A HP | COMFORTMAKER | CCH936GKA* |  | ENH4X36*17**+WALLCON | *8MV*1102120** | 34200 | 12.5 | 17.5 | 36000 | 9.5 | 21800 | 1 | HRCU-A-CB |  |  | 231 | 699 | Yes
5254784 | Discontinued | Systems | SOFTSOUND SXT+ R410A HP | COMFORTMAKER | CCH936GKA* |  | ENH4X36*17**+WALLCON | *8MV*1352422** | 34400 | 12.7 | 17.5 | 36000 | 9.5 | 21600 | 1 | HRCU-A-CB |  |  | 233 | 699 | Yes
5254846 | Discontinued | Systems | SOFTSOUND SXT+ R410A HP | COMFORTMAKER | CCH936GKA* |  | ENH4X36*17**+WALLCON | *9MA*1202422A** | 34200 | 12.5 | 17.2 | 36600 | 9.2 | 22200 | 1 | HRCU-A-CB |  |  | 235 | 721 | Yes
5254665 | Discontinued | Systems | SOFTSOUND SXT+ R410A HP | COMFORTMAKER | CCH936GKA* |  | ENH4X42*21** | *8MX*0902116** | 35000 | 12.7 | 17.2 | 36600 | 9 | 22000 | 1 | HRCU-A-CB |  |  | 241 | 737 | Yes
5254666 | Discontinued | Systems | SOFTSOUND SXT+ R410A HP | COMFORTMAKER | CCH936GKA* |  | ENH4X42*21** | *8MX*1102120** | 35000 | 12.7 | 17.2 | 36600 | 9.5 | 22000 | 1 | HRCU-A-CB |  |  | 241 | 699 | Yes
5254923 | Discontinued | Systems | SOFTSOUND SXT+ R410A HP | COMFORTMAKER | CCH936GKA* |  | ENH4X42*21** | *9MV*0601714A** | 33800 | 12.5 | 16.7 | 35800 | 9 | 21400 | 1 | HRCU-A-CB |  |  | 240 | 737 | Yes
5254924 | Discontinued | Systems | SOFTSOUND SXT+ R410A HP | COMFORTMAKER | CCH936GKA* |  | ENH4X42*21** | *9MV*0801716A** | 34000 | 12.5 | 17 | 35600 | 9.2 | 21400 | 1 | HRCU-A-CB |  |  | 237 | 721 | Yes
5254956 | Discontinued | Systems | SOFTSOUND SXT+ R410A HP | COMFORTMAKER | CCH936GKA* |  | ENH4X42*21** | *9MV*0802120A** | 34000 | 13.2 | 17.5 | 35600 | 9 | 22600 | 1 | HRCU-A-CB |  |  | 230 | 737 | Yes
5254957 | Discontinued | Systems | SOFTSOUND SXT+ R410A HP | COMFORTMAKER | CCH936GKA* |  | ENH4X42*21** | *9MV*1002120A** | 34000 | 13.2 | 17.2 | 35400 | 9 | 22600 | 1 | HRCU-A-CB |  |  | 234 | 737 | Yes
5254925 | Discontinued | Systems | SOFTSOUND SXT+ R410A HP | COMFORTMAKER | CCH936GKA* |  | ENH4X42*21** | *9MV*1202422A** | 34000 | 12.7 | 17.2 | 35400 | 9.2 | 21000 | 1 | HRCU-A-CB |  |  | 234 | 721 | Yes
5254886 | Discontinued | Systems | SOFTSOUND SXT+ R410A HP | COMFORTMAKER | CCH936GKA* |  | ENH4X42*21** | *9MX*0601714A** | 34200 | 12.5 | 17.2 | 36000 | 9 | 21800 | 1 | HRCU-A-CB |  |  | 235 | 737 | Yes
5254887 | Discontinued | Systems | SOFTSOUND SXT+ R410A HP | COMFORTMAKER | CCH936GKA* |  | ENH4X42*21** | *9MX*0801716A** | 34200 | 12.5 | 16.7 | 36000 | 9 | 21600 | 1 | HRCU-A-CB |  |  | 242 | 737 | Yes
5427985 | Discontinued | Systems | SOFTSOUND SXT+ R410A HP | COMFORTMAKER | CCH936GKA* |  | ENH4X42*21** | MV12**17C* | 34600 | 12.7 | 17.7 | 36000 | 9 | 21600 | 1 | HRCU-A-CB |  |  | 231 | 737 | Yes
5427986 | Discontinued | Systems | SOFTSOUND SXT+ R410A HP | COMFORTMAKER | CCH936GKA* |  | ENH4X42*21** | MV16**21C* | 34600 | 13 | 17.7 | 36000 | 9 | 21400 | 1 | HRCU-A-CB |  |  | 231 | 737 | Yes
5428021 | Discontinued | Systems | SOFTSOUND SXT+ R410A HP | COMFORTMAKER | CCH936GKA* |  | ENH4X42*21** | NOMV106D12* | 34000 | 12.5 | 17 | 36000 | 8.5 | 21400 | 1 | HRCU-A-CB |  |  | 237 | 781 | Yes
5428022 | Discontinued | Systems | SOFTSOUND SXT+ R410A HP | COMFORTMAKER | CCH936GKA* |  | ENH4X42*21** | NOMV156E19* | 34200 | 12.7 | 17 | 36000 | 8.5 | 21400 | 1 | HRCU-A-CB |  |  | 238 | 781 | Yes
5254730 | Discontinued | Systems | SOFTSOUND SXT+ R410A HP | COMFORTMAKER | CCH936GKA* |  | ENH4X42*21** | OLV154F20A | 35200 | 12.7 | 17.5 | 36600 | 9.5 | 22200 | 1 | HRCU-A-CB |  |  | 238 | 699 | Yes
5254785 | Discontinued | Systems | SOFTSOUND SXT+ R410A HP | COMFORTMAKER | CCH936GKA* |  | ENH4X42*21**+WALLCON | *8MV*0701412** | 34600 | 12.5 | 17.5 | 36600 | 9 | 22000 | 1 | HRCU-A-CB |  |  | 234 | 737 | Yes
5254786 | Discontinued | Systems | SOFTSOUND SXT+ R410A HP | COMFORTMAKER | CCH936GKA* |  | ENH4X42*21**+WALLCON | *8MV*0901716** | 34800 | 13 | 17.7 | 36400 | 9.5 | 21800 | 1 | HRCU-A-CB |  |  | 233 | 699 | Yes
5254787 | Discontinued | Systems | SOFTSOUND SXT+ R410A HP | COMFORTMAKER | CCH936GKA* |  | ENH4X42*21**+WALLCON | *8MV*1102120** | 34800 | 13 | 17.7 | 36400 | 9.5 | 21800 | 1 | HRCU-A-CB |  |  | 233 | 699 | Yes
5254788 | Discontinued | Systems | SOFTSOUND SXT+ R410A HP | COMFORTMAKER | CCH936GKA* |  | ENH4X42*21**+WALLCON | *8MV*1352422** | 34800 | 13 | 18 | 36000 | 9.5 | 21600 | 1 | HRCU-A-CB |  |  | 229 | 699 | Yes
5254849 | Discontinued | Systems | SOFTSOUND SXT+ R410A HP | COMFORTMAKER | CCH936GKA* |  | ENH4X42*21**+WALLCON | *9MA*1202422A** | 34400 | 12.7 | 17.5 | 36800 | 9.5 | 22200 | 1 | HRCU-A-CB |  |  | 233 | 699 | Yes
5254814 | Discontinued | Systems | SOFTSOUND SXT+ R410A HP | COMFORTMAKER | CCH936GKA* |  | ENH4X48*21** | *8MX*0701716** | 35000 | 12.7 | 17.2 | 36600 | 9 | 22000 | 1 | HRCU-A-CB |  |  | 241 | 737 | Yes
5254668 | Discontinued | Systems | SOFTSOUND SXT+ R410A HP | COMFORTMAKER | CCH936GKA* |  | ENH4X48*21** | *8MX*0902116** | 35800 | 13 | 17.7 | 37000 | 9.5 | 22200 | 1 | HRCU-A-CB |  |  | 239 | 699 | Yes
5254669 | Discontinued | Systems | SOFTSOUND SXT+ R410A HP | COMFORTMAKER | CCH936GKA* |  | ENH4X48*21** | *8MX*1102120** | 35800 | 13 | 17.7 | 37000 | 9.5 | 22200 | 1 | HRCU-A-CB |  |  | 239 | 699 | Yes
5254926 | Discontinued | Systems | SOFTSOUND SXT+ R410A HP | COMFORTMAKER | CCH936GKA* |  | ENH4X48*21** | *9MV*0601714A** | 34600 | 12.5 | 17 | 36000 | 9.5 | 21600 | 1 | HRCU-A-CB |  |  | 241 | 699 | Yes
5254927 | Discontinued | Systems | SOFTSOUND SXT+ R410A HP | COMFORTMAKER | CCH936GKA* |  | ENH4X48*21** | *9MV*0801716A** | 34600 | 12.7 | 17.2 | 36000 | 9.5 | 21400 | 1 | HRCU-A-CB |  |  | 238 | 699 | Yes
5254958 | Discontinued | Systems | SOFTSOUND SXT+ R410A HP | COMFORTMAKER | CCH936GKA* |  | ENH4X48*21** | *9MV*0802120A** | 34800 | 13.5 | 18 | 36000 | 9.5 | 22800 | 1 | HRCU-A-CB |  |  | 229 | 699 | Yes
5254959 | Discontinued | Systems | SOFTSOUND SXT+ R410A HP | COMFORTMAKER | CCH936GKA* |  | ENH4X48*21** | *9MV*1002120A** | 34800 | 13.5 | 17.7 | 36000 | 9.5 | 22800 | 1 | HRCU-A-CB |  |  | 233 | 699 | Yes
5254928 | Discontinued | Systems | SOFTSOUND SXT+ R410A HP | COMFORTMAKER | CCH936GKA* |  | ENH4X48*21** | *9MV*1202422A** | 34800 | 13 | 17.7 | 35800 | 9.5 | 21200 | 1 | HRCU-A-CB |  |  | 233 | 699 | Yes
5254888 | Discontinued | Systems | SOFTSOUND SXT+ R410A HP | COMFORTMAKER | CCH936GKA* |  | ENH4X48*21** | *9MX*0601714A** | 34800 | 12.5 | 17.5 | 36600 | 9 | 22000 | 1 | HRCU-A-CB |  |  | 235 | 737 | Yes
5254889 | Discontinued | Systems | SOFTSOUND SXT+ R410A HP | COMFORTMAKER | CCH936GKA* |  | ENH4X48*21** | *9MX*0801716A** | 34800 | 12.7 | 17.2 | 36600 | 9 | 21800 | 1 | HRCU-A-CB |  |  | 240 | 737 | Yes
5427987 | Discontinued | Systems | SOFTSOUND SXT+ R410A HP | COMFORTMAKER | CCH936GKA* |  | ENH4X48*21** | MV12**17C* | 35200 | 13.2 | 18.2 | 36000 | 9 | 21600 | 1 | HRCU-A-CB |  |  | 229 | 737 | Yes
5427988 | Discontinued | Systems | SOFTSOUND SXT+ R410A HP | COMFORTMAKER | CCH936GKA* |  | ENH4X48*21** | MV16**21C* | 35200 | 13.2 | 18.2 | 36000 | 9 | 21600 | 1 | HRCU-A-CB |  |  | 229 | 737 | Yes
5428023 | Discontinued | Systems | SOFTSOUND SXT+ R410A HP | COMFORTMAKER | CCH936GKA* |  | ENH4X48*21** | NOMV106D12* | 34600 | 12.7 | 17.2 | 36000 | 8.5 | 21600 | 1 | HRCU-A-CB |  |  | 238 | 781 | Yes
5428024 | Discontinued | Systems | SOFTSOUND SXT+ R410A HP | COMFORTMAKER | CCH936GKA* |  | ENH4X48*21** | NOMV156E19* | 34800 | 13 | 17.2 | 36000 | 9 | 21600 | 1 | HRCU-A-CB |  |  | 240 | 737 | Yes
5690571 | Active | Systems | SOFTSOUND SXT+ R410A HP | COMFORTMAKER | CCH936GKA* |  | ENH4X48*21** | OLV098A12* | 34600 | 12.5 | 17.2 | 36400 | 9 | 21800 | 1 | HRCU-A-CB |  |  | 238 | 737 | Yes
5254734 | Discontinued | Systems | SOFTSOUND SXT+ R410A HP | COMFORTMAKER | CCH936GKA* |  | ENH4X48*21** | OLV112A16A | 35600 | 12.5 | 17.2 | 37600 | 9.5 | 22800 | 1 | HRCU-A-CB |  |  | 245 | 798 | Yes
5254735 | Discontinued | Systems | SOFTSOUND SXT+ R410A HP | COMFORTMAKER | CCH936GKA* |  | ENH4X48*21** | OLV154F20A | 35800 | 13 | 18 | 37000 | 9.7 | 22200 | 1 | HRCU-A-CB |  |  | 235 | 684 | Yes
5690563 | Active | Systems | SOFTSOUND SXT+ R410A HP | COMFORTMAKER | CCH936GKA* |  | ENH4X48*21** | OMV098J12* | 34600 | 12.5 | 17.5 | 36600 | 9 | 22000 | 1 | HRCU-A-CB |  |  | 234 | 737 | Yes
5254733 | Discontinued | Systems | SOFTSOUND SXT+ R410A HP | COMFORTMAKER | CCH936GKA* |  | ENH4X48*21** | OMV112K14A | 35400 | 12.5 | 17.5 | 37000 | 9.5 | 22400 | 1 | HRCU-A-CB |  |  | 240 | 699 | Yes
5254789 | Discontinued | Systems | SOFTSOUND SXT+ R410A HP | COMFORTMAKER | CCH936GKA* |  | ENH4X48*21**+WALLCON | *8MV*0701412** | 35200 | 12.7 | 17.7 | 36800 | 9.5 | 22000 | 1 | HRCU-A-CB |  |  | 235 | 699 | Yes
5254790 | Discontinued | Systems | SOFTSOUND SXT+ R410A HP | COMFORTMAKER | CCH936GKA* |  | ENH4X48*21**+WALLCON | *8MV*0901716** | 35400 | 13 | 18.2 | 36600 | 9.5 | 21800 | 1 | HRCU-A-CB |  |  | 230 | 699 | Yes
5254791 | Discontinued | Systems | SOFTSOUND SXT+ R410A HP | COMFORTMAKER | CCH936GKA* |  | ENH4X48*21**+WALLCON | *8MV*1102120** | 35400 | 13.2 | 18.2 | 36600 | 9.5 | 21800 | 1 | HRCU-A-CB |  |  | 230 | 699 | Yes
5254792 | Discontinued | Systems | SOFTSOUND SXT+ R410A HP | COMFORTMAKER | CCH936GKA* |  | ENH4X48*21**+WALLCON | *8MV*1352422** | 35400 | 13.2 | 18.2 | 36400 | 9.7 | 21800 | 1 | HRCU-A-CB |  |  | 230 | 684 | Yes
5254850 | Discontinued | Systems | SOFTSOUND SXT+ R410A HP | COMFORTMAKER | CCH936GKA* |  | ENH4X48*21**+WALLCON | *9MA*0601714A** | 35000 | 12.5 | 17.2 | 37200 | 9 | 22800 | 1 | HRCU-A-CB |  |  | 241 | 737 | Yes
5254851 | Discontinued | Systems | SOFTSOUND SXT+ R410A HP | COMFORTMAKER | CCH936GKA* |  | ENH4X48*21**+WALLCON | *9MA*0801714A** | 34800 | 12.5 | 17.5 | 37200 | 9.5 | 22600 | 1 | HRCU-A-CB |  |  | 235 | 699 | Yes
5254852 | Discontinued | Systems | SOFTSOUND SXT+ R410A HP | COMFORTMAKER | CCH936GKA* |  | ENH4X48*21**+WALLCON | *9MA*1202422A** | 35400 | 13 | 18 | 37000 | 9.5 | 22200 | 1 | HRCU-A-CB |  |  | 233 | 699 | Yes
5254805 | Discontinued | Systems | SOFTSOUND SXT+ R410A HP | COMFORTMAKER | CCH936GKA* |  | FCM4X24****+WALLCON |  | 34200 | 12.5 | 17.5 | 36400 | 9 | 21800 | 1 | HRCU-A-CB |  |  | 231 | 737 | Yes
5254806 | Discontinued | Systems | SOFTSOUND SXT+ R410A HP | COMFORTMAKER | CCH936GKA* |  | FCM4X36****+WALLCON |  | 34600 | 13 | 18 | 36000 | 9 | 21600 | 1 | HRCU-A-CB |  |  | 228 | 737 | Yes
5254807 | Discontinued | Systems | SOFTSOUND SXT+ R410A HP | COMFORTMAKER | CCH936GKA* |  | FCM4X48****+WALLCON |  | 35800 | 13.5 | 18.5 | 36400 | 9.5 | 21800 | 1 | HRCU-A-CB |  |  | 229 | 699 | Yes
5254606 | Discontinued | Systems | SOFTSOUND SXT+ R410A HP | COMFORTMAKER | CCH936GKA* |  | FCM4X60****+WALLCON |  | 36600 | 13.7 | 19 | 37000 | 10 | 22000 | 1 | HRCU-A-CB | Yes |  | 228 | 664 | Yes
5255014 | Discontinued | Systems | SOFTSOUND SXT+ R410A HP | COMFORTMAKER | CCH936GKA* |  | FVM4X24**** |  | 34000 | 12.5 | 17.2 | 36000 | 9 | 21600 | 1 | HRCU-A-CB |  |  | 234 | 737 | Yes
5255015 | Discontinued | Systems | SOFTSOUND SXT+ R410A HP | COMFORTMAKER | CCH936GKA* |  | FVM4X36**** |  | 34200 | 13 | 18 | 36000 | 9 | 21200 | 1 | HRCU-A-CB |  |  | 225 | 737 | Yes
5255016 | Discontinued | Systems | SOFTSOUND SXT+ R410A HP | COMFORTMAKER | CCH936GKA* |  | FVM4X48**** |  | 35400 | 13.5 | 18.5 | 36000 | 9.5 | 21600 | 1 | HRCU-A-CB |  |  | 227 | 699 | Yes
5255017 | Discontinued | Systems | SOFTSOUND SXT+ R410A HP | COMFORTMAKER | CCH936GKA* |  | FVM4X60**** |  | 36000 | 13.7 | 19 | 36400 | 10 | 21600 | 1 | HRCU-A-CB |  |  | 224 | 664 | Yes
5543814 | Active | Systems | SOFTSOUND SXT+ R410A HP | COMFORTMAKER | CCH936GKA2* |  | EA*4X36*14A* | MV08**14C* | 35400 | 13.2 | 17.2 | 36000 | 9 | 22200 | 1 | HRCU-A-CB |  |  | 244 | 737 | Yes
5543596 | Active | Systems | SOFTSOUND SXT+ R410A HP | COMFORTMAKER | CCH936GKA2* |  | EA*4X36*14A*+WALLCON | *8MV*0701412** | 35200 | 12.5 | 17.2 | 36400 | 9 | 22800 | 1 | HRCU-A-CB |  |  | 242 | 737 | Yes
5543748 | Active | Systems | SOFTSOUND SXT+ R410A HP | COMFORTMAKER | CCH936GKA2* |  | EA*4X36*17A* | *9MV*0601714A** | 35000 | 12.7 | 16.7 | 35800 | 9 | 22200 | 1 | HRCU-A-CB |  |  | 248 | 737 | Yes
5543749 | Active | Systems | SOFTSOUND SXT+ R410A HP | COMFORTMAKER | CCH936GKA2* |  | EA*4X36*17A* | *9MV*0801716A** | 35200 | 13 | 17 | 35800 | 9 | 22200 | 1 | HRCU-A-CB |  |  | 245 | 737 | Yes
5543701 | Active | Systems | SOFTSOUND SXT+ R410A HP | COMFORTMAKER | CCH936GKA2* |  | EA*4X36*17A* | *9MX*0601714A** | 34800 | 12.5 | 17 | 36000 | 9 | 22600 | 1 | HRCU-A-CB |  |  | 242 | 737 | Yes
5543702 | Active | Systems | SOFTSOUND SXT+ R410A HP | COMFORTMAKER | CCH936GKA2* |  | EA*4X36*17A* | *9MX*0801716A** | 34800 | 12.7 | 16.7 | 36000 | 9 | 22400 | 1 | HRCU-A-CB |  |  | 247 | 737 | Yes
5543815 | Active | Systems | SOFTSOUND SXT+ R410A HP | COMFORTMAKER | CCH936GKA2* |  | EA*4X36*17A* | MV08**14C* | 35600 | 13.2 | 17.5 | 36000 | 9 | 22200 | 1 | HRCU-A-CB |  |  | 241 | 737 | Yes
5543816 | Active | Systems | SOFTSOUND SXT+ R410A HP | COMFORTMAKER | CCH936GKA2* |  | EA*4X36*17A* | MV12**17C* | 35800 | 13.5 | 17.5 | 36000 | 9 | 22200 | 1 | HRCU-A-CB |  |  | 242 | 737 | Yes
5691605 | Active | Systems | SOFTSOUND SXT+ R410A HP | COMFORTMAKER | CCH936GKA2* |  | EA*4X36*17A* | OLV098A12* | 34800 | 12.5 | 16.7 | 36000 | 8.5 | 22600 | 1 | HRCU-A-CB |  |  | 247 | 781 | Yes
5691600 | Active | Systems | SOFTSOUND SXT+ R410A HP | COMFORTMAKER | CCH936GKA2* |  | EA*4X36*17A* | OMV098J12* | 34800 | 12.5 | 17 | 36000 | 8.5 | 22600 | 1 | HRCU-A-CB |  |  | 242 | 781 | Yes
5543525 | Active | Systems | SOFTSOUND SXT+ R410A HP | COMFORTMAKER | CCH936GKA2* |  | EA*4X36*17A* | OMV112K14A | 35400 | 12.5 | 17 | 36800 | 9 | 23200 | 1 | HRCU-A-CB |  |  | 247 | 737 | Yes
5543597 | Active | Systems | SOFTSOUND SXT+ R410A HP | COMFORTMAKER | CCH936GKA2* |  | EA*4X36*17A*+WALLCON | *8MV*0701412** | 35200 | 12.7 | 17.2 | 36400 | 9 | 22800 | 1 | HRCU-A-CB |  |  | 242 | 737 | Yes
5543598 | Active | Systems | SOFTSOUND SXT+ R410A HP | COMFORTMAKER | CCH936GKA2* |  | EA*4X36*17A*+WALLCON | *8MV*0901716** | 35400 | 13 | 17.7 | 36000 | 9.2 | 22600 | 1 | HRCU-A-CB |  |  | 237 | 721 | Yes
5543661 | Active | Systems | SOFTSOUND SXT+ R410A HP | COMFORTMAKER | CCH936GKA2* |  | EA*4X36*17A*+WALLCON | *9MA*0801714A** | 35200 | 12.5 | 17 | 37000 | 9 | 23200 | 1 | HRCU-A-CB |  |  | 245 | 737 | Yes
5543449 | Active | Systems | SOFTSOUND SXT+ R410A HP | COMFORTMAKER | CCH936GKA2* |  | EA*4X36*21A* | *8MX*0902116** | 35800 | 13 | 17.2 | 36600 | 9.2 | 22800 | 1 | HRCU-A-CB |  |  | 246 | 721 | Yes
5543450 | Active | Systems | SOFTSOUND SXT+ R410A HP | COMFORTMAKER | CCH936GKA2* |  | EA*4X36*21A* | *8MX*1102120** | 35800 | 13 | 17.2 | 36400 | 9.5 | 22800 | 1 | HRCU-A-CB |  |  | 246 | 699 | Yes
5543750 | Active | Systems | SOFTSOUND SXT+ R410A HP | COMFORTMAKER | CCH936GKA2* |  | EA*4X36*21A* | *9MV*0601714A** | 35000 | 13 | 17 | 35800 | 9 | 22200 | 1 | HRCU-A-CB |  |  | 244 | 737 | Yes
5543751 | Active | Systems | SOFTSOUND SXT+ R410A HP | COMFORTMAKER | CCH936GKA2* |  | EA*4X36*21A* | *9MV*0801716A** | 35200 | 13.2 | 17.2 | 35800 | 9 | 22200 | 1 | HRCU-A-CB |  |  | 242 | 737 | Yes
5543752 | Active | Systems | SOFTSOUND SXT+ R410A HP | COMFORTMAKER | CCH936GKA2* |  | EA*4X36*21A* | *9MV*0802120A** | 35200 | 13.2 | 17.5 | 35600 | 9 | 21800 | 1 | HRCU-A-CB |  |  | 238 | 737 | Yes
5543753 | Active | Systems | SOFTSOUND SXT+ R410A HP | COMFORTMAKER | CCH936GKA2* |  | EA*4X36*21A* | *9MV*1002120A** | 35000 | 13.2 | 17.5 | 35400 | 9 | 21800 | 1 | HRCU-A-CB |  |  | 237 | 737 | Yes
5543703 | Active | Systems | SOFTSOUND SXT+ R410A HP | COMFORTMAKER | CCH936GKA2* |  | EA*4X36*21A* | *9MX*0601714A** | 35000 | 12.7 | 17.2 | 36000 | 9 | 22600 | 1 | HRCU-A-CB |  |  | 241 | 737 | Yes
5543704 | Active | Systems | SOFTSOUND SXT+ R410A HP | COMFORTMAKER | CCH936GKA2* |  | EA*4X36*21A* | *9MX*0801716A** | 35000 | 12.7 | 16.7 | 36000 | 9 | 22400 | 1 | HRCU-A-CB |  |  | 248 | 737 | Yes
5543817 | Active | Systems | SOFTSOUND SXT+ R410A HP | COMFORTMAKER | CCH936GKA2* |  | EA*4X36*21A* | MV12**17C* | 35800 | 13.5 | 17.7 | 36000 | 9 | 22200 | 1 | HRCU-A-CB |  |  | 239 | 737 | Yes
5543818 | Active | Systems | SOFTSOUND SXT+ R410A HP | COMFORTMAKER | CCH936GKA2* |  | EA*4X36*21A* | MV16**21C* | 35800 | 13.7 | 17.7 | 36000 | 9 | 22200 | 1 | HRCU-A-CB |  |  | 239 | 737 | Yes
5543494 | Active | Systems | SOFTSOUND SXT+ R410A HP | COMFORTMAKER | CCH936GKA2* |  | EA*4X36*21A* | NOMV156E19* | 35600 | 13 | 17 | 36400 | 8.5 | 22600 | 1 | HRCU-A-CB |  |  | 248 | 781 | Yes
5691616 | Active | Systems | SOFTSOUND SXT+ R410A HP | COMFORTMAKER | CCH936GKA2* |  | EA*4X36*21A* | OLV098A12* | 34800 | 12.5 | 16.7 | 36000 | 8.5 | 22400 | 1 | HRCU-A-CB |  |  | 247 | 781 | Yes
5691613 | Active | Systems | SOFTSOUND SXT+ R410A HP | COMFORTMAKER | CCH936GKA2* |  | EA*4X36*21A* | OMV098J12* | 34800 | 12.5 | 17.2 | 36000 | 8.5 | 22600 | 1 | HRCU-A-CB |  |  | 240 | 781 | Yes
5543528 | Active | Systems | SOFTSOUND SXT+ R410A HP | COMFORTMAKER | CCH936GKA2* |  | EA*4X36*21A* | OMV112K14A | 35400 | 12.5 | 17.2 | 36800 | 9 | 23000 | 1 | HRCU-A-CB |  |  | 244 | 737 | Yes
5543599 | Active | Systems | SOFTSOUND SXT+ R410A HP | COMFORTMAKER | CCH936GKA2* |  | EA*4X36*21A*+WALLCON | *8MV*0901716** | 35400 | 13.2 | 17.7 | 36000 | 9.2 | 22400 | 1 | HRCU-A-CB |  |  | 237 | 721 | Yes
5543600 | Active | Systems | SOFTSOUND SXT+ R410A HP | COMFORTMAKER | CCH936GKA2* |  | EA*4X36*21A*+WALLCON | *8MV*1102120** | 35600 | 13.2 | 17.7 | 36000 | 9.2 | 22400 | 1 | HRCU-A-CB |  |  | 238 | 721 | Yes
5543662 | Active | Systems | SOFTSOUND SXT+ R410A HP | COMFORTMAKER | CCH936GKA2* |  | EA*4X36*21A*+WALLCON | *9MA*0601714A** | 35000 | 12.5 | 16.7 | 36600 | 9 | 23400 | 1 | HRCU-A-CB |  |  | 248 | 737 | Yes
5543733 | Active | Systems | SOFTSOUND SXT+ R410A HP | COMFORTMAKER | CCH936GKA2* |  | EA*4X36*21A*+WALLCON | *9MA*0602120A** | 35200 | 13 | 16.7 | 36000 | 9 | 23000 | 1 | HRCU-A-CB |  |  | 250 | 737 | Yes
5543663 | Active | Systems | SOFTSOUND SXT+ R410A HP | COMFORTMAKER | CCH936GKA2* |  | EA*4X36*21A*+WALLCON | *9MA*0801714A** | 35200 | 12.5 | 17.2 | 36800 | 9 | 23200 | 1 | HRCU-A-CB |  |  | 242 | 737 | Yes
5543734 | Active | Systems | SOFTSOUND SXT+ R410A HP | COMFORTMAKER | CCH936GKA2* |  | EA*4X36*21A*+WALLCON | *9MA*0802120A** | 35400 | 13 | 17.2 | 35800 | 9 | 22800 | 1 | HRCU-A-CB |  |  | 244 | 737 | Yes
5543735 | Active | Systems | SOFTSOUND SXT+ R410A HP | COMFORTMAKER | CCH936GKA2* |  | EA*4X36*21A*+WALLCON | *9MA*1002122A** | 35400 | 13.2 | 17.2 | 35800 | 9 | 22800 | 1 | HRCU-A-CB |  |  | 244 | 737 | Yes
5543452 | Active | Systems | SOFTSOUND SXT+ R410A HP | COMFORTMAKER | CCH936GKA2* |  | EA*4X42*21A* | *8MX*0902116** | 36000 | 13 | 17.5 | 36600 | 9.2 | 22800 | 1 | HRCU-A-CB |  |  | 244 | 721 | Yes
5543453 | Active | Systems | SOFTSOUND SXT+ R410A HP | COMFORTMAKER | CCH936GKA2* |  | EA*4X42*21A* | *8MX*1102120** | 36000 | 13.2 | 17.5 | 36600 | 9.5 | 22800 | 1 | HRCU-A-CB |  |  | 244 | 699 | Yes
5543754 | Active | Systems | SOFTSOUND SXT+ R410A HP | COMFORTMAKER | CCH936GKA2* |  | EA*4X42*21A* | *9MV*0601714A** | 35200 | 13 | 17 | 36000 | 9 | 22200 | 1 | HRCU-A-CB |  |  | 245 | 737 | Yes
5543755 | Active | Systems | SOFTSOUND SXT+ R410A HP | COMFORTMAKER | CCH936GKA2* |  | EA*4X42*21A* | *9MV*0801716A** | 35400 | 13.2 | 17.2 | 36000 | 9 | 22200 | 1 | HRCU-A-CB |  |  | 244 | 737 | Yes
5543756 | Active | Systems | SOFTSOUND SXT+ R410A HP | COMFORTMAKER | CCH936GKA2* |  | EA*4X42*21A* | *9MV*0802120A** | 35400 | 13.5 | 17.5 | 35600 | 9 | 22000 | 1 | HRCU-A-CB |  |  | 240 | 737 | Yes
5543757 | Active | Systems | SOFTSOUND SXT+ R410A HP | COMFORTMAKER | CCH936GKA2* |  | EA*4X42*21A* | *9MV*1002120A** | 35200 | 13.5 | 17.5 | 35600 | 9 | 21800 | 1 | HRCU-A-CB |  |  | 238 | 737 | Yes
5543705 | Active | Systems | SOFTSOUND SXT+ R410A HP | COMFORTMAKER | CCH936GKA2* |  | EA*4X42*21A* | *9MX*0601714A** | 35200 | 12.7 | 17.2 | 36000 | 9 | 22600 | 1 | HRCU-A-CB |  |  | 242 | 737 | Yes
5543706 | Active | Systems | SOFTSOUND SXT+ R410A HP | COMFORTMAKER | CCH936GKA2* |  | EA*4X42*21A* | *9MX*0801716A** | 35200 | 13 | 17 | 36000 | 9.2 | 22600 | 1 | HRCU-A-CB |  |  | 245 | 721 | Yes
5543819 | Active | Systems | SOFTSOUND SXT+ R410A HP | COMFORTMAKER | CCH936GKA2* |  | EA*4X42*21A* | MV12**17C* | 36200 | 13.5 | 17.7 | 36000 | 9 | 22400 | 1 | HRCU-A-CB |  |  | 242 | 737 | Yes
5543820 | Active | Systems | SOFTSOUND SXT+ R410A HP | COMFORTMAKER | CCH936GKA2* |  | EA*4X42*21A* | MV16**21C* | 36200 | 13.7 | 18 | 36000 | 9 | 22200 | 1 | HRCU-A-CB |  |  | 238 | 737 | Yes
5543495 | Active | Systems | SOFTSOUND SXT+ R410A HP | COMFORTMAKER | CCH936GKA2* |  | EA*4X42*21A* | NOMV106D12* | 35000 | 13 | 16.7 | 36000 | 8.5 | 22200 | 1 | HRCU-A-CB |  |  | 248 | 781 | Yes
5543496 | Active | Systems | SOFTSOUND SXT+ R410A HP | COMFORTMAKER | CCH936GKA2* |  | EA*4X42*21A* | NOMV156E19* | 35800 | 13 | 17 | 36400 | 8.5 | 22800 | 1 | HRCU-A-CB |  |  | 249 | 781 | Yes
5691630 | Active | Systems | SOFTSOUND SXT+ R410A HP | COMFORTMAKER | CCH936GKA2* |  | EA*4X42*21A* | OLV098A12* | 35000 | 12.7 | 16.7 | 36000 | 8.5 | 22600 | 1 | HRCU-A-CB |  |  | 248 | 781 | Yes
5543533 | Active | Systems | SOFTSOUND SXT+ R410A HP | COMFORTMAKER | CCH936GKA2* |  | EA*4X42*21A* | OLV112A16A | 35800 | 12.5 | 17 | 37000 | 9.2 | 23400 | 1 | HRCU-A-CB |  |  | 249 | 721 | Yes
5691624 | Active | Systems | SOFTSOUND SXT+ R410A HP | COMFORTMAKER | CCH936GKA2* |  | EA*4X42*21A* | OMV098J12* | 35000 | 12.5 | 17.2 | 36000 | 9 | 22600 | 1 | HRCU-A-CB |  |  | 241 | 737 | Yes
5543532 | Active | Systems | SOFTSOUND SXT+ R410A HP | COMFORTMAKER | CCH936GKA2* |  | EA*4X42*21A* | OMV112K14A | 35800 | 12.5 | 17.2 | 36800 | 9.2 | 23000 | 1 | HRCU-A-CB |  |  | 246 | 721 | Yes
5543601 | Active | Systems | SOFTSOUND SXT+ R410A HP | COMFORTMAKER | CCH936GKA2* |  | EA*4X42*21A*+WALLCON | *8MV*0901716** | 35800 | 13.2 | 17.7 | 36000 | 9.5 | 22600 | 1 | HRCU-A-CB |  |  | 239 | 699 | Yes
5543602 | Active | Systems | SOFTSOUND SXT+ R410A HP | COMFORTMAKER | CCH936GKA2* |  | EA*4X42*21A*+WALLCON | *8MV*1102120** | 35800 | 13.2 | 17.7 | 36000 | 9.5 | 22400 | 1 | HRCU-A-CB |  |  | 239 | 699 | Yes
5543664 | Active | Systems | SOFTSOUND SXT+ R410A HP | COMFORTMAKER | CCH936GKA2* |  | EA*4X42*21A*+WALLCON | *9MA*0601714A** | 35400 | 12.5 | 17 | 36800 | 9 | 23400 | 1 | HRCU-A-CB |  |  | 247 | 737 | Yes
5543665 | Active | Systems | SOFTSOUND SXT+ R410A HP | COMFORTMAKER | CCH936GKA2* |  | EA*4X42*21A*+WALLCON | *9MA*0801714A** | 35400 | 12.7 | 17.2 | 36800 | 9 | 23200 | 1 | HRCU-A-CB |  |  | 244 | 737 | Yes
5543454 | Active | Systems | SOFTSOUND SXT+ R410A HP | COMFORTMAKER | CCH936GKA2* |  | EA*4X42*24A* | *8MX*0902116** | 36000 | 13 | 17.5 | 36600 | 9.5 | 22800 | 1 | HRCU-A-CB |  |  | 244 | 699 | Yes
5543455 | Active | Systems | SOFTSOUND SXT+ R410A HP | COMFORTMAKER | CCH936GKA2* |  | EA*4X42*24A* | *8MX*1102120** | 36200 | 13.2 | 17.5 | 36600 | 9.5 | 22800 | 1 | HRCU-A-CB |  |  | 245 | 699 | Yes
5543758 | Active | Systems | SOFTSOUND SXT+ R410A HP | COMFORTMAKER | CCH936GKA2* |  | EA*4X42*24A* | *9MV*0802120A** | 35400 | 13.5 | 17.5 | 35600 | 9 | 22000 | 1 | HRCU-A-CB |  |  | 240 | 737 | Yes
5543759 | Active | Systems | SOFTSOUND SXT+ R410A HP | COMFORTMAKER | CCH936GKA2* |  | EA*4X42*24A* | *9MV*1002120A** | 35400 | 13.5 | 17.5 | 35600 | 9 | 21800 | 1 | HRCU-A-CB |  |  | 240 | 737 | Yes
5543760 | Active | Systems | SOFTSOUND SXT+ R410A HP | COMFORTMAKER | CCH936GKA2* |  | EA*4X42*24A* | *9MV*1202422A** | 35600 | 13.5 | 17.7 | 35800 | 9 | 22000 | 1 | HRCU-A-CB |  |  | 238 | 737 | Yes
5543821 | Active | Systems | SOFTSOUND SXT+ R410A HP | COMFORTMAKER | CCH936GKA2* |  | EA*4X42*24A* | MV16**21C* | 36200 | 13.7 | 18 | 36000 | 9 | 22200 | 1 | HRCU-A-CB |  |  | 238 | 737 | Yes
5543822 | Active | Systems | SOFTSOUND SXT+ R410A HP | COMFORTMAKER | CCH936GKA2* |  | EA*4X42*24A* | MV20**24C* | 36000 | 13.7 | 18 | 36000 | 9 | 22200 | 1 | HRCU-A-CB |  |  | 237 | 737 | Yes
5543497 | Active | Systems | SOFTSOUND SXT+ R410A HP | COMFORTMAKER | CCH936GKA2* |  | EA*4X42*24A* | NOMV156E19* | 35800 | 13 | 17 | 36400 | 8.5 | 22800 | 1 | HRCU-A-CB |  |  | 249 | 781 | Yes
5543534 | Active | Systems | SOFTSOUND SXT+ R410A HP | COMFORTMAKER | CCH936GKA2* |  | EA*4X42*24A* | OLV112A16A | 35800 | 12.5 | 17 | 37000 | 9.2 | 23400 | 1 | HRCU-A-CB |  |  | 249 | 721 | Yes
5543742 | Active | Systems | SOFTSOUND SXT+ R410A HP | COMFORTMAKER | CCH936GKA2* |  | EA*4X42*24A* | OMV154L20A | 35400 | 13.2 | 17.7 | 36000 | 9.2 | 22200 | 1 | HRCU-A-CB |  |  | 237 | 721 | Yes
5543603 | Active | Systems | SOFTSOUND SXT+ R410A HP | COMFORTMAKER | CCH936GKA2* |  | EA*4X42*24A*+WALLCON | *8MV*1102120** | 35800 | 13.2 | 17.7 | 36000 | 9.5 | 22400 | 1 | HRCU-A-CB |  |  | 239 | 699 | Yes
5543604 | Active | Systems | SOFTSOUND SXT+ R410A HP | COMFORTMAKER | CCH936GKA2* |  | EA*4X42*24A*+WALLCON | *8MV*1352422** | 35800 | 13.5 | 18 | 36000 | 9.5 | 22400 | 1 | HRCU-A-CB |  |  | 235 | 699 | Yes
5543666 | Active | Systems | SOFTSOUND SXT+ R410A HP | COMFORTMAKER | CCH936GKA2* |  | EA*4X42*24A*+WALLCON | *9MA*1202422A** | 35800 | 13.2 | 17.7 | 36600 | 9.2 | 22800 | 1 | HRCU-A-CB |  |  | 239 | 721 | Yes
5543456 | Active | Systems | SOFTSOUND SXT+ R410A HP | COMFORTMAKER | CCH936GKA2* |  | EA*4X48*17A* | *8MX*0451408** | 35800 | 12.5 | 17.5 | 37000 | 9 | 23200 | 1 | HRCU-A-CB |  |  | 242 | 737 | Yes
5543457 | Active | Systems | SOFTSOUND SXT+ R410A HP | COMFORTMAKER | CCH936GKA2* |  | EA*4X48*17A* | *8MX*0701716** | 36400 | 12.5 | 17.2 | 37600 | 9.5 | 23600 | 1 | HRCU-A-CB |  |  | 251 | 798 | Yes
5543761 | Active | Systems | SOFTSOUND SXT+ R410A HP | COMFORTMAKER | CCH936GKA2* |  | EA*4X48*17A* | *9MV*0601714A** | 36000 | 13.2 | 17.2 | 36000 | 9 | 22400 | 1 | HRCU-A-CB |  |  | 248 | 737 | Yes
5543762 | Active | Systems | SOFTSOUND SXT+ R410A HP | COMFORTMAKER | CCH936GKA2* |  | EA*4X48*17A* | *9MV*0801716A** | 36000 | 13.5 | 17.5 | 36000 | 9 | 22400 | 1 | HRCU-A-CB |  |  | 244 | 737 | Yes
5543707 | Active | Systems | SOFTSOUND SXT+ R410A HP | COMFORTMAKER | CCH936GKA2* |  | EA*4X48*17A* | *9MX*0601714A** | 36000 | 13 | 17.5 | 36800 | 9 | 22800 | 1 | HRCU-A-CB |  |  | 244 | 737 | Yes
5543708 | Active | Systems | SOFTSOUND SXT+ R410A HP | COMFORTMAKER | CCH936GKA2* |  | EA*4X48*17A* | *9MX*0801716A** | 36000 | 13 | 17.2 | 36600 | 9.2 | 22800 | 1 | HRCU-A-CB |  |  | 248 | 721 | Yes
5543823 | Active | Systems | SOFTSOUND SXT+ R410A HP | COMFORTMAKER | CCH936GKA2* |  | EA*4X48*17A* | MV08**14C* | 36600 | 13.7 | 18 | 36400 | 9 | 22400 | 1 | HRCU-A-CB |  |  | 241 | 737 | Yes
5543824 | Active | Systems | SOFTSOUND SXT+ R410A HP | COMFORTMAKER | CCH936GKA2* |  | EA*4X48*17A* | MV12**17C* | 36800 | 13.7 | 18.2 | 36400 | 9 | 22600 | 1 | HRCU-A-CB |  |  | 239 | 737 | Yes
5543498 | Active | Systems | SOFTSOUND SXT+ R410A HP | COMFORTMAKER | CCH936GKA2* |  | EA*4X48*17A* | NOMV106D12* | 35600 | 13.2 | 17.2 | 36000 | 8.5 | 22400 | 1 | HRCU-A-CB |  |  | 245 | 781 | Yes
5691648 | Active | Systems | SOFTSOUND SXT+ R410A HP | COMFORTMAKER | CCH936GKA2* |  | EA*4X48*17A* | OLV098A12* | 35800 | 12.7 | 17.2 | 36600 | 8.5 | 22800 | 1 | HRCU-A-CB |  |  | 246 | 781 | Yes
5691637 | Active | Systems | SOFTSOUND SXT+ R410A HP | COMFORTMAKER | CCH936GKA2* |  | EA*4X48*17A* | OMV098J12* | 35800 | 12.7 | 17.5 | 36800 | 9 | 22800 | 1 | HRCU-A-CB |  |  | 242 | 737 | Yes
5543537 | Active | Systems | SOFTSOUND SXT+ R410A HP | COMFORTMAKER | CCH936GKA2* |  | EA*4X48*17A* | OMV112K14A | 36600 | 12.7 | 17.5 | 37600 | 9.5 | 23400 | 1 | HRCU-A-CB |  |  | 248 | 798 | Yes
5543605 | Active | Systems | SOFTSOUND SXT+ R410A HP | COMFORTMAKER | CCH936GKA2* |  | EA*4X48*17A*+WALLCON | *8MV*0701412** | 36400 | 13 | 17.7 | 37000 | 9.5 | 23000 | 1 | HRCU-A-CB |  |  | 243 | 699 | Yes
5543606 | Active | Systems | SOFTSOUND SXT+ R410A HP | COMFORTMAKER | CCH936GKA2* |  | EA*4X48*17A*+WALLCON | *8MV*0901716** | 36600 | 13.5 | 18.2 | 36800 | 9.5 | 22800 | 1 | HRCU-A-CB |  |  | 238 | 699 | Yes
5543667 | Active | Systems | SOFTSOUND SXT+ R410A HP | COMFORTMAKER | CCH936GKA2* |  | EA*4X48*17A*+WALLCON | *9MA*0601714A** | 36000 | 12.5 | 17.2 | 37400 | 9.2 | 23600 | 1 | HRCU-A-CB |  |  | 248 | 721 | Yes
5543668 | Active | Systems | SOFTSOUND SXT+ R410A HP | COMFORTMAKER | CCH936GKA2* |  | EA*4X48*17A*+WALLCON | *9MA*0801714A** | 36200 | 13 | 17.5 | 37600 | 9.5 | 23400 | 1 | HRCU-A-CB |  |  | 245 | 798 | Yes
5543458 | Active | Systems | SOFTSOUND SXT+ R410A HP | COMFORTMAKER | CCH936GKA2* |  | EA*4X48*21A* | *8MX*0701716** | 36200 | 12.5 | 17 | 37600 | 9.2 | 23600 | 1 | HRCU-A-CB |  |  | 252 | 824 | Yes
5543459 | Active | Systems | SOFTSOUND SXT+ R410A HP | COMFORTMAKER | CCH936GKA2* |  | EA*4X48*21A* | *8MX*0902116** | 36600 | 13.2 | 17.7 | 37000 | 9.5 | 23000 | 1 | HRCU-A-CB |  |  | 245 | 699 | Yes
5543460 | Active | Systems | SOFTSOUND SXT+ R410A HP | COMFORTMAKER | CCH936GKA2* |  | EA*4X48*21A* | *8MX*1102120** | 36600 | 13.5 | 17.7 | 37000 | 9.5 | 23000 | 1 | HRCU-A-CB |  |  | 245 | 699 | Yes
5543763 | Active | Systems | SOFTSOUND SXT+ R410A HP | COMFORTMAKER | CCH936GKA2* |  | EA*4X48*21A* | *9MV*0601714A** | 35600 | 13.2 | 17.2 | 36000 | 9 | 22400 | 1 | HRCU-A-CB |  |  | 245 | 737 | Yes
5543764 | Active | Systems | SOFTSOUND SXT+ R410A HP | COMFORTMAKER | CCH936GKA2* |  | EA*4X48*21A* | *9MV*0801716A** | 35800 | 13.2 | 17.5 | 36000 | 9 | 22400 | 1 | HRCU-A-CB |  |  | 242 | 737 | Yes
5543765 | Active | Systems | SOFTSOUND SXT+ R410A HP | COMFORTMAKER | CCH936GKA2* |  | EA*4X48*21A* | *9MV*0802120A** | 35800 | 13.5 | 17.7 | 35800 | 9 | 22000 | 1 | HRCU-A-CB |  |  | 239 | 737 | Yes
5543766 | Active | Systems | SOFTSOUND SXT+ R410A HP | COMFORTMAKER | CCH936GKA2* |  | EA*4X48*21A* | *9MV*1002120A** | 35600 | 13.5 | 17.7 | 35800 | 9 | 22000 | 1 | HRCU-A-CB |  |  | 238 | 737 | Yes
5543709 | Active | Systems | SOFTSOUND SXT+ R410A HP | COMFORTMAKER | CCH936GKA2* |  | EA*4X48*21A* | *9MX*0601714A** | 35600 | 13 | 17.5 | 36600 | 9 | 22800 | 1 | HRCU-A-CB |  |  | 241 | 737 | Yes
5543710 | Active | Systems | SOFTSOUND SXT+ R410A HP | COMFORTMAKER | CCH936GKA2* |  | EA*4X48*21A* | *9MX*0801716A** | 35600 | 13 | 17.2 | 36400 | 9.5 | 22600 | 1 | HRCU-A-CB |  |  | 245 | 699 | Yes
5543825 | Active | Systems | SOFTSOUND SXT+ R410A HP | COMFORTMAKER | CCH936GKA2* |  | EA*4X48*21A* | MV12**17C* | 36600 | 13.7 | 18 | 36400 | 9 | 22400 | 1 | HRCU-A-CB |  |  | 241 | 737 | Yes
5543826 | Active | Systems | SOFTSOUND SXT+ R410A HP | COMFORTMAKER | CCH936GKA2* |  | EA*4X48*21A* | MV16**21C* | 36600 | 13.7 | 18.2 | 36000 | 9 | 22400 | 1 | HRCU-A-CB |  |  | 238 | 737 | Yes
5543499 | Active | Systems | SOFTSOUND SXT+ R410A HP | COMFORTMAKER | CCH936GKA2* |  | EA*4X48*21A* | NOMV106D12* | 35400 | 13 | 17 | 36000 | 8.5 | 22400 | 1 | HRCU-A-CB |  |  | 247 | 781 | Yes
5543500 | Active | Systems | SOFTSOUND SXT+ R410A HP | COMFORTMAKER | CCH936GKA2* |  | EA*4X48*21A* | NOMV156E19* | 36400 | 13.2 | 17.2 | 36800 | 9 | 23000 | 1 | HRCU-A-CB |  |  | 251 | 737 | Yes
5691664 | Active | Systems | SOFTSOUND SXT+ R410A HP | COMFORTMAKER | CCH936GKA2* |  | EA*4X48*21A* | OLV098A12* | 35400 | 12.7 | 17 | 36400 | 8.5 | 22600 | 1 | HRCU-A-CB |  |  | 247 | 781 | Yes
5543541 | Active | Systems | SOFTSOUND SXT+ R410A HP | COMFORTMAKER | CCH936GKA2* |  | EA*4X48*21A* | OLV112A16A | 36400 | 12.5 | 17.2 | 37600 | 9.5 | 23600 | 1 | HRCU-A-CB |  |  | 251 | 798 | Yes
5691656 | Active | Systems | SOFTSOUND SXT+ R410A HP | COMFORTMAKER | CCH936GKA2* |  | EA*4X48*21A* | OMV098J12* | 35600 | 12.7 | 17.5 | 36600 | 9 | 22800 | 1 | HRCU-A-CB |  |  | 241 | 737 | Yes
5543540 | Active | Systems | SOFTSOUND SXT+ R410A HP | COMFORTMAKER | CCH936GKA2* |  | EA*4X48*21A* | OMV112K14A | 36200 | 12.7 | 17.5 | 37000 | 9.5 | 23200 | 1 | HRCU-A-CB |  |  | 245 | 699 | Yes
5543607 | Active | Systems | SOFTSOUND SXT+ R410A HP | COMFORTMAKER | CCH936GKA2* |  | EA*4X48*21A*+WALLCON | *8MV*0901716** | 36200 | 13.5 | 18 | 36600 | 9.5 | 22600 | 1 | HRCU-A-CB |  |  | 238 | 699 | Yes
5543608 | Active | Systems | SOFTSOUND SXT+ R410A HP | COMFORTMAKER | CCH936GKA2* |  | EA*4X48*21A*+WALLCON | *8MV*1102120** | 36200 | 13.5 | 18 | 36600 | 9.5 | 22600 | 1 | HRCU-A-CB |  |  | 238 | 699 | Yes
5543669 | Active | Systems | SOFTSOUND SXT+ R410A HP | COMFORTMAKER | CCH936GKA2* |  | EA*4X48*21A*+WALLCON | *9MA*0601714A** | 35800 | 12.5 | 17.2 | 37200 | 9.2 | 23600 | 1 | HRCU-A-CB |  |  | 246 | 721 | Yes
5543670 | Active | Systems | SOFTSOUND SXT+ R410A HP | COMFORTMAKER | CCH936GKA2* |  | EA*4X48*21A*+WALLCON | *9MA*0801714A** | 36000 | 12.7 | 17.5 | 37400 | 9.5 | 23400 | 1 | HRCU-A-CB |  |  | 244 | 699 | Yes
5543461 | Active | Systems | SOFTSOUND SXT+ R410A HP | COMFORTMAKER | CCH936GKA2* |  | EA*4X48*24A* | *8MX*0902116** | 36600 | 13.2 | 17.7 | 37000 | 9.5 | 23000 | 1 | HRCU-A-CB |  |  | 245 | 699 | Yes
5543462 | Active | Systems | SOFTSOUND SXT+ R410A HP | COMFORTMAKER | CCH936GKA2* |  | EA*4X48*24A* | *8MX*1102120** | 36800 | 13.5 | 17.7 | 37000 | 9.5 | 23000 | 1 | HRCU-A-CB |  |  | 246 | 699 | Yes
5543767 | Active | Systems | SOFTSOUND SXT+ R410A HP | COMFORTMAKER | CCH936GKA2* |  | EA*4X48*24A* | *9MV*0802120A** | 35800 | 13.7 | 17.7 | 36000 | 9 | 22000 | 1 | HRCU-A-CB |  |  | 239 | 737 | Yes
5543768 | Active | Systems | SOFTSOUND SXT+ R410A HP | COMFORTMAKER | CCH936GKA2* |  | EA*4X48*24A* | *9MV*1002120A** | 35800 | 13.7 | 17.7 | 35800 | 9 | 22000 | 1 | HRCU-A-CB |  |  | 239 | 737 | Yes
5543769 | Active | Systems | SOFTSOUND SXT+ R410A HP | COMFORTMAKER | CCH936GKA2* |  | EA*4X48*24A* | *9MV*1202422A** | 36000 | 13.7 | 18 | 36000 | 9.5 | 22200 | 1 | HRCU-A-CB |  |  | 237 | 699 | Yes
5543827 | Active | Systems | SOFTSOUND SXT+ R410A HP | COMFORTMAKER | CCH936GKA2* |  | EA*4X48*24A* | MV16**21C* | 36600 | 13.7 | 18.2 | 36000 | 9 | 22400 | 1 | HRCU-A-CB |  |  | 238 | 737 | Yes
5543828 | Active | Systems | SOFTSOUND SXT+ R410A HP | COMFORTMAKER | CCH936GKA2* |  | EA*4X48*24A* | MV20**24C* | 36400 | 13.7 | 18.2 | 36000 | 9 | 22200 | 1 | HRCU-A-CB |  |  | 237 | 737 | Yes
5543501 | Active | Systems | SOFTSOUND SXT+ R410A HP | COMFORTMAKER | CCH936GKA2* |  | EA*4X48*24A* | NOMV156E19* | 36400 | 13.2 | 17.2 | 36800 | 9 | 22800 | 1 | HRCU-A-CB |  |  | 251 | 737 | Yes
5543591 | Active | Systems | SOFTSOUND SXT+ R410A HP | COMFORTMAKER | CCH936GKA2* |  | EA*4X48*24A* | OLV112A16A | 36400 | 12.5 | 17.2 | 37400 | 9.5 | 23600 | 1 | HRCU-A-CB |  |  | 251 | 699 | Yes
5543743 | Active | Systems | SOFTSOUND SXT+ R410A HP | COMFORTMAKER | CCH936GKA2* |  | EA*4X48*24A* | OMV154L20A | 35800 | 13.5 | 18 | 36000 | 9.5 | 22400 | 1 | HRCU-A-CB |  |  | 235 | 699 | Yes
5543609 | Active | Systems | SOFTSOUND SXT+ R410A HP | COMFORTMAKER | CCH936GKA2* |  | EA*4X48*24A*+WALLCON | *8MV*1102120** | 36400 | 13.5 | 18.2 | 36600 | 9.5 | 22600 | 1 | HRCU-A-CB |  |  | 237 | 699 | Yes
5543610 | Active | Systems | SOFTSOUND SXT+ R410A HP | COMFORTMAKER | CCH936GKA2* |  | EA*4X48*24A*+WALLCON | *8MV*1352422** | 36400 | 13.5 | 18.2 | 36400 | 9.5 | 22600 | 1 | HRCU-A-CB |  |  | 237 | 699 | Yes
5543671 | Active | Systems | SOFTSOUND SXT+ R410A HP | COMFORTMAKER | CCH936GKA2* |  | EA*4X48*24A*+WALLCON | *9MA*1202422A** | 36200 | 13.2 | 17.7 | 37000 | 9.5 | 23000 | 1 | HRCU-A-CB |  |  | 242 | 699 | Yes
5543483 | Active | Systems | SOFTSOUND SXT+ R410A HP | COMFORTMAKER | CCH936GKA2* |  | EHD4X36A** | *8MX*0451408** | 35600 | 12.5 | 17.2 | 36800 | 9 | 23000 | 1 | HRCU-A-CB |  |  | 245 | 737 | Yes
5543657 | Active | Systems | SOFTSOUND SXT+ R410A HP | COMFORTMAKER | CCH936GKA2* |  | EHD4X36A** | *8MX*0701716** | 35600 | 13 | 17 | 36400 | 9.2 | 22800 | 1 | HRCU-A-CB |  |  | 248 | 721 | Yes
5543484 | Active | Systems | SOFTSOUND SXT+ R410A HP | COMFORTMAKER | CCH936GKA2* |  | EHD4X36A** | *8MX*0902116** | 36400 | 13.2 | 17.5 | 36800 | 9.5 | 23000 | 1 | HRCU-A-CB |  |  | 246 | 699 | Yes
5543485 | Active | Systems | SOFTSOUND SXT+ R410A HP | COMFORTMAKER | CCH936GKA2* |  | EHD4X36A** | *8MX*1102120** | 36400 | 13.2 | 17.5 | 36800 | 9.5 | 22800 | 1 | HRCU-A-CB |  |  | 246 | 699 | Yes
5543799 | Active | Systems | SOFTSOUND SXT+ R410A HP | COMFORTMAKER | CCH936GKA2* |  | EHD4X36A** | *9MV*0601714A** | 35600 | 13.2 | 17.2 | 36000 | 9 | 22400 | 1 | HRCU-A-CB |  |  | 245 | 737 | Yes
5543800 | Active | Systems | SOFTSOUND SXT+ R410A HP | COMFORTMAKER | CCH936GKA2* |  | EHD4X36A** | *9MV*0801716A** | 35800 | 13.2 | 17.2 | 36000 | 9 | 22200 | 1 | HRCU-A-CB |  |  | 246 | 737 | Yes
5543801 | Active | Systems | SOFTSOUND SXT+ R410A HP | COMFORTMAKER | CCH936GKA2* |  | EHD4X36A** | *9MV*0802120A** | 35600 | 13.5 | 17.7 | 35800 | 9 | 22000 | 1 | HRCU-A-CB |  |  | 238 | 737 | Yes
5543802 | Active | Systems | SOFTSOUND SXT+ R410A HP | COMFORTMAKER | CCH936GKA2* |  | EHD4X36A** | *9MV*1002120A** | 35600 | 13.5 | 17.7 | 35600 | 9 | 22000 | 1 | HRCU-A-CB |  |  | 238 | 737 | Yes
5543803 | Active | Systems | SOFTSOUND SXT+ R410A HP | COMFORTMAKER | CCH936GKA2* |  | EHD4X36A** | *9MV*1202422A** | 35800 | 13.5 | 17.7 | 35800 | 9 | 22000 | 1 | HRCU-A-CB |  |  | 239 | 737 | Yes
5543727 | Active | Systems | SOFTSOUND SXT+ R410A HP | COMFORTMAKER | CCH936GKA2* |  | EHD4X36A** | *9MX*0601714A** | 35600 | 13 | 17.2 | 36400 | 9 | 22800 | 1 | HRCU-A-CB |  |  | 245 | 737 | Yes
5543728 | Active | Systems | SOFTSOUND SXT+ R410A HP | COMFORTMAKER | CCH936GKA2* |  | EHD4X36A** | *9MX*0801716A** | 35600 | 13 | 17 | 36400 | 9.2 | 22600 | 1 | HRCU-A-CB |  |  | 248 | 721 | Yes
5543847 | Active | Systems | SOFTSOUND SXT+ R410A HP | COMFORTMAKER | CCH936GKA2* |  | EHD4X36A** | MV08**14C* | 36400 | 13.5 | 17.7 | 36000 | 9 | 22400 | 1 | HRCU-A-CB |  |  | 243 | 737 | Yes
5543848 | Active | Systems | SOFTSOUND SXT+ R410A HP | COMFORTMAKER | CCH936GKA2* |  | EHD4X36A** | MV12**17C* | 36600 | 13.7 | 18 | 36000 | 9 | 22400 | 1 | HRCU-A-CB |  |  | 241 | 737 | Yes
5543849 | Active | Systems | SOFTSOUND SXT+ R410A HP | COMFORTMAKER | CCH936GKA2* |  | EHD4X36A** | MV16**21C* | 36600 | 13.7 | 18 | 36000 | 9 | 22400 | 1 | HRCU-A-CB |  |  | 241 | 737 | Yes
5543850 | Active | Systems | SOFTSOUND SXT+ R410A HP | COMFORTMAKER | CCH936GKA2* |  | EHD4X36A** | MV20**24C* | 36400 | 13.7 | 18 | 36000 | 9 | 22400 | 1 | HRCU-A-CB |  |  | 239 | 737 | Yes
5543517 | Active | Systems | SOFTSOUND SXT+ R410A HP | COMFORTMAKER | CCH936GKA2* |  | EHD4X36A** | NOMV106D12* | 35400 | 13 | 17 | 36000 | 8.5 | 22400 | 1 | HRCU-A-CB |  |  | 247 | 781 | Yes
5543518 | Active | Systems | SOFTSOUND SXT+ R410A HP | COMFORTMAKER | CCH936GKA2* |  | EHD4X36A** | NOMV156E19* | 36400 | 13 | 17.2 | 36800 | 8.5 | 23000 | 1 | HRCU-A-CB |  |  | 251 | 781 | Yes
5691789 | Active | Systems | SOFTSOUND SXT+ R410A HP | COMFORTMAKER | CCH936GKA2* |  | EHD4X36A** | OLV098A12* | 35400 | 12.7 | 17 | 36400 | 8.5 | 22800 | 1 | HRCU-A-CB |  |  | 247 | 781 | Yes
5543579 | Active | Systems | SOFTSOUND SXT+ R410A HP | COMFORTMAKER | CCH936GKA2* |  | EHD4X36A** | OLV112A16A | 36400 | 12.5 | 17 | 37400 | 9.5 | 23600 | 1 | HRCU-A-CB |  |  | 254 | 699 | Yes
5543580 | Active | Systems | SOFTSOUND SXT+ R410A HP | COMFORTMAKER | CCH936GKA2* |  | EHD4X36A** | OLV154F20A | 36800 | 13.2 | 17.7 | 37000 | 9.5 | 23000 | 1 | HRCU-A-CB |  |  | 246 | 699 | Yes
5691778 | Active | Systems | SOFTSOUND SXT+ R410A HP | COMFORTMAKER | CCH936GKA2* |  | EHD4X36A** | OMV098J12* | 35600 | 12.7 | 17.2 | 36600 | 9 | 22800 | 1 | HRCU-A-CB |  |  | 245 | 737 | Yes
5543578 | Active | Systems | SOFTSOUND SXT+ R410A HP | COMFORTMAKER | CCH936GKA2* |  | EHD4X36A** | OMV112K14A | 36200 | 12.5 | 17.2 | 37000 | 9.5 | 23400 | 1 | HRCU-A-CB |  |  | 249 | 699 | Yes
5543745 | Active | Systems | SOFTSOUND SXT+ R410A HP | COMFORTMAKER | CCH936GKA2* |  | EHD4X36A** | OMV154L20A | 35800 | 13.5 | 18 | 36000 | 9.5 | 22400 | 1 | HRCU-A-CB |  |  | 235 | 699 | Yes
5543635 | Active | Systems | SOFTSOUND SXT+ R410A HP | COMFORTMAKER | CCH936GKA2* |  | EHD4X36A**+WALLCON | *8MV*0701412** | 36000 | 13 | 17.7 | 36800 | 9.2 | 23000 | 1 | HRCU-A-CB |  |  | 241 | 721 | Yes
5543636 | Active | Systems | SOFTSOUND SXT+ R410A HP | COMFORTMAKER | CCH936GKA2* |  | EHD4X36A**+WALLCON | *8MV*0901716** | 36200 | 13.2 | 18 | 36600 | 9.5 | 22800 | 1 | HRCU-A-CB |  |  | 238 | 699 | Yes
5543637 | Active | Systems | SOFTSOUND SXT+ R410A HP | COMFORTMAKER | CCH936GKA2* |  | EHD4X36A**+WALLCON | *8MV*1102120** | 36200 | 13.5 | 18 | 36600 | 9.5 | 22600 | 1 | HRCU-A-CB |  |  | 238 | 699 | Yes
5543638 | Active | Systems | SOFTSOUND SXT+ R410A HP | COMFORTMAKER | CCH936GKA2* |  | EHD4X36A**+WALLCON | *8MV*1352422** | 36400 | 13.5 | 18 | 36400 | 9.5 | 22600 | 1 | HRCU-A-CB |  |  | 239 | 699 | Yes
5543692 | Active | Systems | SOFTSOUND SXT+ R410A HP | COMFORTMAKER | CCH936GKA2* |  | EHD4X36A**+WALLCON | *9MA*0601714A** | 35800 | 12.5 | 17 | 37000 | 9 | 23600 | 1 | HRCU-A-CB |  |  | 249 | 737 | Yes
5543739 | Active | Systems | SOFTSOUND SXT+ R410A HP | COMFORTMAKER | CCH936GKA2* |  | EHD4X36A**+WALLCON | *9MA*0602120A** | 36000 | 13.2 | 16.7 | 36400 | 9 | 23400 | 1 | HRCU-A-CB |  |  | 255 | 737 | Yes
5543693 | Active | Systems | SOFTSOUND SXT+ R410A HP | COMFORTMAKER | CCH936GKA2* |  | EHD4X36A**+WALLCON | *9MA*0801714A** | 36000 | 12.7 | 17.2 | 37200 | 9.2 | 23400 | 1 | HRCU-A-CB |  |  | 248 | 721 | Yes
5543740 | Active | Systems | SOFTSOUND SXT+ R410A HP | COMFORTMAKER | CCH936GKA2* |  | EHD4X36A**+WALLCON | *9MA*0802120A** | 36200 | 13.2 | 17.2 | 36200 | 9 | 23000 | 1 | HRCU-A-CB |  |  | 249 | 737 | Yes
5543741 | Active | Systems | SOFTSOUND SXT+ R410A HP | COMFORTMAKER | CCH936GKA2* |  | EHD4X36A**+WALLCON | *9MA*1002122A** | 36200 | 13.2 | 17.2 | 36200 | 9 | 23000 | 1 | HRCU-A-CB |  |  | 249 | 737 | Yes
5543694 | Active | Systems | SOFTSOUND SXT+ R410A HP | COMFORTMAKER | CCH936GKA2* |  | EHD4X36A**+WALLCON | *9MA*1202422A** | 36200 | 13.2 | 17.7 | 37000 | 9.5 | 23000 | 1 | HRCU-A-CB |  |  | 242 | 699 | Yes
5543486 | Active | Systems | SOFTSOUND SXT+ R410A HP | COMFORTMAKER | CCH936GKA2* |  | EHD4X42A** | *8MX*0451408** | 35800 | 12.5 | 17.2 | 37000 | 9 | 23000 | 1 | HRCU-A-CB |  |  | 246 | 737 | Yes
5543658 | Active | Systems | SOFTSOUND SXT+ R410A HP | COMFORTMAKER | CCH936GKA2* |  | EHD4X42A** | *8MX*0701716** | 36000 | 13 | 17.2 | 36600 | 9.2 | 22800 | 1 | HRCU-A-CB |  |  | 248 | 721 | Yes
5543487 | Active | Systems | SOFTSOUND SXT+ R410A HP | COMFORTMAKER | CCH936GKA2* |  | EHD4X42A** | *8MX*0902116** | 36800 | 13.2 | 17.7 | 37000 | 9.5 | 23000 | 1 | HRCU-A-CB |  |  | 246 | 699 | Yes
5543488 | Active | Systems | SOFTSOUND SXT+ R410A HP | COMFORTMAKER | CCH936GKA2* |  | EHD4X42A** | *8MX*1102120** | 36800 | 13.5 | 17.7 | 37000 | 9.5 | 23000 | 1 | HRCU-A-CB |  |  | 246 | 699 | Yes
5543804 | Active | Systems | SOFTSOUND SXT+ R410A HP | COMFORTMAKER | CCH936GKA2* |  | EHD4X42A** | *9MV*0601714A** | 36000 | 13.2 | 17.2 | 36000 | 9 | 22400 | 1 | HRCU-A-CB |  |  | 248 | 737 | Yes
5543805 | Active | Systems | SOFTSOUND SXT+ R410A HP | COMFORTMAKER | CCH936GKA2* |  | EHD4X42A** | *9MV*0801716A** | 36200 | 13.5 | 17.5 | 36000 | 9 | 22400 | 1 | HRCU-A-CB |  |  | 245 | 737 | Yes
5543806 | Active | Systems | SOFTSOUND SXT+ R410A HP | COMFORTMAKER | CCH936GKA2* |  | EHD4X42A** | *9MV*0802120A** | 36000 | 13.7 | 17.7 | 35800 | 9 | 22000 | 1 | HRCU-A-CB |  |  | 241 | 737 | Yes
5543807 | Active | Systems | SOFTSOUND SXT+ R410A HP | COMFORTMAKER | CCH936GKA2* |  | EHD4X42A** | *9MV*1002120A** | 35800 | 13.7 | 17.7 | 35800 | 9 | 22000 | 1 | HRCU-A-CB |  |  | 239 | 737 | Yes
5543808 | Active | Systems | SOFTSOUND SXT+ R410A HP | COMFORTMAKER | CCH936GKA2* |  | EHD4X42A** | *9MV*1202422A** | 36000 | 13.7 | 18 | 36000 | 9.5 | 22200 | 1 | HRCU-A-CB |  |  | 237 | 699 | Yes
5543729 | Active | Systems | SOFTSOUND SXT+ R410A HP | COMFORTMAKER | CCH936GKA2* |  | EHD4X42A** | *9MX*0601714A** | 36000 | 13 | 17.5 | 36600 | 9 | 22800 | 1 | HRCU-A-CB |  |  | 244 | 737 | Yes
5543730 | Active | Systems | SOFTSOUND SXT+ R410A HP | COMFORTMAKER | CCH936GKA2* |  | EHD4X42A** | *9MX*0801716A** | 35800 | 13 | 17.2 | 36400 | 9.5 | 22600 | 1 | HRCU-A-CB |  |  | 246 | 699 | Yes
5543851 | Active | Systems | SOFTSOUND SXT+ R410A HP | COMFORTMAKER | CCH936GKA2* |  | EHD4X42A** | MV08**14C* | 36600 | 13.7 | 18 | 36000 | 9 | 22400 | 1 | HRCU-A-CB |  |  | 241 | 737 | Yes
5543852 | Active | Systems | SOFTSOUND SXT+ R410A HP | COMFORTMAKER | CCH936GKA2* |  | EHD4X42A** | MV12**17C* | 36800 | 13.7 | 18 | 36400 | 9 | 22400 | 1 | HRCU-A-CB |  |  | 242 | 737 | Yes
5543853 | Active | Systems | SOFTSOUND SXT+ R410A HP | COMFORTMAKER | CCH936GKA2* |  | EHD4X42A** | MV16**21C* | 36800 | 13.7 | 18.2 | 36000 | 9 | 22400 | 1 | HRCU-A-CB |  |  | 239 | 737 | Yes
5543854 | Active | Systems | SOFTSOUND SXT+ R410A HP | COMFORTMAKER | CCH936GKA2* |  | EHD4X42A** | MV20**24C* | 36600 | 13.7 | 18.2 | 36000 | 9 | 22400 | 1 | HRCU-A-CB |  |  | 238 | 737 | Yes
5543519 | Active | Systems | SOFTSOUND SXT+ R410A HP | COMFORTMAKER | CCH936GKA2* |  | EHD4X42A** | NOMV106D12* | 35600 | 13.2 | 17 | 36000 | 8.5 | 22400 | 1 | HRCU-A-CB |  |  | 248 | 781 | Yes
5543520 | Active | Systems | SOFTSOUND SXT+ R410A HP | COMFORTMAKER | CCH936GKA2* |  | EHD4X42A** | NOMV156E19* | 36600 | 13.2 | 17.2 | 36800 | 9 | 23000 | 1 | HRCU-A-CB |  |  | 252 | 737 | Yes
5691800 | Active | Systems | SOFTSOUND SXT+ R410A HP | COMFORTMAKER | CCH936GKA2* |  | EHD4X42A** | OLV098A12* | 35600 | 12.7 | 17.2 | 36400 | 8.5 | 22800 | 1 | HRCU-A-CB |  |  | 245 | 781 | Yes
5543584 | Active | Systems | SOFTSOUND SXT+ R410A HP | COMFORTMAKER | CCH936GKA2* |  | EHD4X42A** | OLV112A16A | 36600 | 12.5 | 17.2 | 37400 | 9.5 | 23600 | 1 | HRCU-A-CB |  |  | 252 | 699 | Yes
5543585 | Active | Systems | SOFTSOUND SXT+ R410A HP | COMFORTMAKER | CCH936GKA2* |  | EHD4X42A** | OLV154F20A | 37000 | 13.5 | 18 | 37000 | 9.5 | 23000 | 1 | HRCU-A-CB |  |  | 243 | 699 | Yes
5691794 | Active | Systems | SOFTSOUND SXT+ R410A HP | COMFORTMAKER | CCH936GKA2* |  | EHD4X42A** | OMV098J12* | 35800 | 12.7 | 17.5 | 36600 | 9 | 22800 | 1 | HRCU-A-CB |  |  | 242 | 737 | Yes
5543583 | Active | Systems | SOFTSOUND SXT+ R410A HP | COMFORTMAKER | CCH936GKA2* |  | EHD4X42A** | OMV112K14A | 36400 | 12.7 | 17.5 | 37000 | 9.5 | 23400 | 1 | HRCU-A-CB |  |  | 246 | 699 | Yes
5543746 | Active | Systems | SOFTSOUND SXT+ R410A HP | COMFORTMAKER | CCH936GKA2* |  | EHD4X42A** | OMV154L20A | 36000 | 13.5 | 18 | 36000 | 9.5 | 22400 | 1 | HRCU-A-CB |  |  | 237 | 699 | Yes
5543639 | Active | Systems | SOFTSOUND SXT+ R410A HP | COMFORTMAKER | CCH936GKA2* |  | EHD4X42A**+WALLCON | *8MV*0701412** | 36200 | 13 | 17.7 | 36800 | 9.5 | 23000 | 1 | HRCU-A-CB |  |  | 242 | 699 | Yes
5543640 | Active | Systems | SOFTSOUND SXT+ R410A HP | COMFORTMAKER | CCH936GKA2* |  | EHD4X42A**+WALLCON | *8MV*0901716** | 36400 | 13.5 | 18.2 | 36600 | 9.5 | 22800 | 1 | HRCU-A-CB |  |  | 237 | 699 | Yes
5543641 | Active | Systems | SOFTSOUND SXT+ R410A HP | COMFORTMAKER | CCH936GKA2* |  | EHD4X42A**+WALLCON | *8MV*1102120** | 36600 | 13.5 | 18 | 36600 | 9.5 | 22800 | 1 | HRCU-A-CB |  |  | 241 | 699 | Yes
5543642 | Active | Systems | SOFTSOUND SXT+ R410A HP | COMFORTMAKER | CCH936GKA2* |  | EHD4X42A**+WALLCON | *8MV*1352422** | 36600 | 13.5 | 18.2 | 36600 | 9.5 | 22600 | 1 | HRCU-A-CB |  |  | 238 | 699 | Yes
5543695 | Active | Systems | SOFTSOUND SXT+ R410A HP | COMFORTMAKER | CCH936GKA2* |  | EHD4X42A**+WALLCON | *9MA*0601714A** | 36000 | 12.5 | 17.2 | 37200 | 9.2 | 23600 | 1 | HRCU-A-CB |  |  | 248 | 721 | Yes
5543696 | Active | Systems | SOFTSOUND SXT+ R410A HP | COMFORTMAKER | CCH936GKA2* |  | EHD4X42A**+WALLCON | *9MA*0801714A** | 36200 | 13 | 17.5 | 37400 | 9.5 | 23400 | 1 | HRCU-A-CB |  |  | 245 | 699 | Yes
5543697 | Active | Systems | SOFTSOUND SXT+ R410A HP | COMFORTMAKER | CCH936GKA2* |  | EHD4X42A**+WALLCON | *9MA*1202422A** | 36400 | 13.2 | 17.7 | 37200 | 9.5 | 23000 | 1 | HRCU-A-CB |  |  | 243 | 699 | Yes
5543489 | Active | Systems | SOFTSOUND SXT+ R410A HP | COMFORTMAKER | CCH936GKA2* |  | EHD4X48A** | *8MX*0451408** | 36000 | 12.7 | 17.5 | 37000 | 9 | 23200 | 1 | HRCU-A-CB |  |  | 244 | 737 | Yes
5543659 | Active | Systems | SOFTSOUND SXT+ R410A HP | COMFORTMAKER | CCH936GKA2* |  | EHD4X48A** | *8MX*0701716** | 36000 | 13 | 17.2 | 36600 | 9.2 | 22800 | 1 | HRCU-A-CB |  |  | 248 | 721 | Yes
5543490 | Active | Systems | SOFTSOUND SXT+ R410A HP | COMFORTMAKER | CCH936GKA2* |  | EHD4X48A** | *8MX*0902116** | 37000 | 13.5 | 17.7 | 37000 | 9.5 | 23000 | 1 | HRCU-A-CB |  |  | 248 | 699 | Yes
5543491 | Active | Systems | SOFTSOUND SXT+ R410A HP | COMFORTMAKER | CCH936GKA2* |  | EHD4X48A** | *8MX*1102120** | 37000 | 13.5 | 17.7 | 37000 | 9.5 | 23000 | 1 | HRCU-A-CB |  |  | 248 | 699 | Yes
5543809 | Active | Systems | SOFTSOUND SXT+ R410A HP | COMFORTMAKER | CCH936GKA2* |  | EHD4X48A** | *9MV*0601714A** | 36000 | 13.2 | 17.2 | 36000 | 9 | 22400 | 1 | HRCU-A-CB |  |  | 248 | 737 | Yes
5543810 | Active | Systems | SOFTSOUND SXT+ R410A HP | COMFORTMAKER | CCH936GKA2* |  | EHD4X48A** | *9MV*0801716A** | 36200 | 13.5 | 17.7 | 36000 | 9 | 22400 | 1 | HRCU-A-CB |  |  | 242 | 737 | Yes
5543811 | Active | Systems | SOFTSOUND SXT+ R410A HP | COMFORTMAKER | CCH936GKA2* |  | EHD4X48A** | *9MV*0802120A** | 36000 | 13.7 | 17.7 | 36000 | 9 | 22000 | 1 | HRCU-A-CB |  |  | 241 | 737 | Yes
5543812 | Active | Systems | SOFTSOUND SXT+ R410A HP | COMFORTMAKER | CCH936GKA2* |  | EHD4X48A** | *9MV*1002120A** | 36000 | 13.7 | 17.7 | 35800 | 9 | 22000 | 1 | HRCU-A-CB |  |  | 241 | 737 | Yes
5543813 | Active | Systems | SOFTSOUND SXT+ R410A HP | COMFORTMAKER | CCH936GKA2* |  | EHD4X48A** | *9MV*1202422A** | 36200 | 13.7 | 18 | 36000 | 9.5 | 22200 | 1 | HRCU-A-CB |  |  | 238 | 699 | Yes
5543731 | Active | Systems | SOFTSOUND SXT+ R410A HP | COMFORTMAKER | CCH936GKA2* |  | EHD4X48A** | *9MX*0601714A** | 36000 | 13 | 17.5 | 36600 | 9 | 22800 | 1 | HRCU-A-CB |  |  | 244 | 737 | Yes
5543732 | Active | Systems | SOFTSOUND SXT+ R410A HP | COMFORTMAKER | CCH936GKA2* |  | EHD4X48A** | *9MX*0801716A** | 36000 | 13 | 17.2 | 36600 | 9.2 | 22800 | 1 | HRCU-A-CB |  |  | 248 | 721 | Yes
5543855 | Active | Systems | SOFTSOUND SXT+ R410A HP | COMFORTMAKER | CCH936GKA2* |  | EHD4X48A** | MV08**14C* | 36600 | 13.7 | 18 | 36000 | 9 | 22400 | 1 | HRCU-A-CB |  |  | 241 | 737 | Yes
5543856 | Active | Systems | SOFTSOUND SXT+ R410A HP | COMFORTMAKER | CCH936GKA2* |  | EHD4X48A** | MV12**17C* | 37000 | 13.7 | 18.2 | 36400 | 9 | 22600 | 1 | HRCU-A-CB |  |  | 241 | 737 | Yes
5543857 | Active | Systems | SOFTSOUND SXT+ R410A HP | COMFORTMAKER | CCH936GKA2* |  | EHD4X48A** | MV16**21C* | 37000 | 14 | 18.2 | 36400 | 9 | 22400 | 1 | HRCU-A-CB |  |  | 241 | 737 | Yes
5543858 | Active | Systems | SOFTSOUND SXT+ R410A HP | COMFORTMAKER | CCH936GKA2* |  | EHD4X48A** | MV20**24C* | 36800 | 14 | 18.2 | 36000 | 9 | 22400 | 1 | HRCU-A-CB |  |  | 239 | 737 | Yes
5543521 | Active | Systems | SOFTSOUND SXT+ R410A HP | COMFORTMAKER | CCH936GKA2* |  | EHD4X48A** | NOMV106D12* | 35800 | 13.2 | 17.2 | 36000 | 8.5 | 22400 | 1 | HRCU-A-CB |  |  | 246 | 781 | Yes
5543522 | Active | Systems | SOFTSOUND SXT+ R410A HP | COMFORTMAKER | CCH936GKA2* |  | EHD4X48A** | NOMV156E19* | 36800 | 13.2 | 17.2 | 37000 | 9 | 23000 | 1 | HRCU-A-CB |  |  | 253 | 737 | Yes
5691814 | Active | Systems | SOFTSOUND SXT+ R410A HP | COMFORTMAKER | CCH936GKA2* |  | EHD4X48A** | OLV098A12* | 35800 | 13 | 17.2 | 36600 | 8.5 | 22800 | 1 | HRCU-A-CB |  |  | 246 | 781 | Yes
5543589 | Active | Systems | SOFTSOUND SXT+ R410A HP | COMFORTMAKER | CCH936GKA2* |  | EHD4X48A** | OLV112A16A | 36800 | 12.5 | 17.2 | 37400 | 9.5 | 23600 | 1 | HRCU-A-CB |  |  | 253 | 699 | Yes
5543590 | Active | Systems | SOFTSOUND SXT+ R410A HP | COMFORTMAKER | CCH936GKA2* |  | EHD4X48A** | OLV154F20A | 37000 | 13.5 | 18 | 37000 | 9.5 | 23200 | 1 | HRCU-A-CB |  |  | 243 | 699 | Yes
5691808 | Active | Systems | SOFTSOUND SXT+ R410A HP | COMFORTMAKER | CCH936GKA2* |  | EHD4X48A** | OMV098J12* | 36000 | 13 | 17.7 | 36600 | 9 | 22800 | 1 | HRCU-A-CB |  |  | 241 | 737 | Yes
5543588 | Active | Systems | SOFTSOUND SXT+ R410A HP | COMFORTMAKER | CCH936GKA2* |  | EHD4X48A** | OMV112K14A | 36600 | 12.7 | 17.5 | 37400 | 9.5 | 23400 | 1 | HRCU-A-CB |  |  | 248 | 699 | Yes
5543747 | Active | Systems | SOFTSOUND SXT+ R410A HP | COMFORTMAKER | CCH936GKA2* |  | EHD4X48A** | OMV154L20A | 36200 | 13.5 | 18 | 36400 | 9.5 | 22400 | 1 | HRCU-A-CB |  |  | 238 | 699 | Yes
5543643 | Active | Systems | SOFTSOUND SXT+ R410A HP | COMFORTMAKER | CCH936GKA2* |  | EHD4X48A**+WALLCON | *8MV*0701412** | 36400 | 13 | 17.7 | 37000 | 9.5 | 23000 | 1 | HRCU-A-CB |  |  | 243 | 699 | Yes
5543644 | Active | Systems | SOFTSOUND SXT+ R410A HP | COMFORTMAKER | CCH936GKA2* |  | EHD4X48A**+WALLCON | *8MV*0901716** | 36600 | 13.5 | 18.2 | 36800 | 9.5 | 22800 | 1 | HRCU-A-CB |  |  | 238 | 699 | Yes
5543645 | Active | Systems | SOFTSOUND SXT+ R410A HP | COMFORTMAKER | CCH936GKA2* |  | EHD4X48A**+WALLCON | *8MV*1102120** | 36600 | 13.5 | 18.2 | 36600 | 9.5 | 22800 | 1 | HRCU-A-CB |  |  | 238 | 699 | Yes
5543646 | Active | Systems | SOFTSOUND SXT+ R410A HP | COMFORTMAKER | CCH936GKA2* |  | EHD4X48A**+WALLCON | *8MV*1352422** | 36800 | 13.7 | 18.2 | 36600 | 9.5 | 22600 | 1 | HRCU-A-CB |  |  | 239 | 699 | Yes
5543698 | Active | Systems | SOFTSOUND SXT+ R410A HP | COMFORTMAKER | CCH936GKA2* |  | EHD4X48A**+WALLCON | *9MA*0601714A** | 36200 | 12.7 | 17.2 | 37200 | 9.2 | 23600 | 1 | HRCU-A-CB |  |  | 249 | 721 | Yes
5543699 | Active | Systems | SOFTSOUND SXT+ R410A HP | COMFORTMAKER | CCH936GKA2* |  | EHD4X48A**+WALLCON | *9MA*0801714A** | 36400 | 13 | 17.7 | 37400 | 9.5 | 23400 | 1 | HRCU-A-CB |  |  | 243 | 699 | Yes
5543700 | Active | Systems | SOFTSOUND SXT+ R410A HP | COMFORTMAKER | CCH936GKA2* |  | EHD4X48A**+WALLCON | *9MA*1202422A** | 36600 | 13.5 | 18 | 37000 | 9.5 | 23200 | 1 | HRCU-A-CB |  |  | 241 | 699 | Yes
5543651 | Active | Systems | SOFTSOUND SXT+ R410A HP | COMFORTMAKER | CCH936GKA2* |  | EN(A,D)4X36*21** | *8MX*0701716** | 34800 | 12.5 | 16.5 | 36000 | 9 | 22600 | 1 | HRCU-A-CB |  |  | 250 | 737 | Yes
5543464 | Active | Systems | SOFTSOUND SXT+ R410A HP | COMFORTMAKER | CCH936GKA2* |  | EN(A,D)4X36*21** | *8MX*0902116** | 35600 | 13 | 17 | 36400 | 9 | 22800 | 1 | HRCU-A-CB |  |  | 248 | 737 | Yes
5543465 | Active | Systems | SOFTSOUND SXT+ R410A HP | COMFORTMAKER | CCH936GKA2* |  | EN(A,D)4X36*21** | *8MX*1102120** | 35400 | 13 | 17 | 36600 | 9.5 | 22600 | 1 | HRCU-A-CB |  |  | 247 | 699 | Yes
5543772 | Active | Systems | SOFTSOUND SXT+ R410A HP | COMFORTMAKER | CCH936GKA2* |  | EN(A,D)4X36*21** | *9MV*0601714A** | 34800 | 12.7 | 16.7 | 35800 | 9 | 22200 | 1 | HRCU-A-CB |  |  | 247 | 737 | Yes
5543773 | Active | Systems | SOFTSOUND SXT+ R410A HP | COMFORTMAKER | CCH936GKA2* |  | EN(A,D)4X36*21** | *9MV*0801716A** | 35000 | 13 | 17 | 35800 | 9 | 22200 | 1 | HRCU-A-CB |  |  | 244 | 737 | Yes
5543774 | Active | Systems | SOFTSOUND SXT+ R410A HP | COMFORTMAKER | CCH936GKA2* |  | EN(A,D)4X36*21** | *9MV*0802120A** | 34800 | 13.2 | 17.2 | 35400 | 9 | 21800 | 1 | HRCU-A-CB |  |  | 240 | 737 | Yes
5543775 | Active | Systems | SOFTSOUND SXT+ R410A HP | COMFORTMAKER | CCH936GKA2* |  | EN(A,D)4X36*21** | *9MV*1002120A** | 34600 | 13.2 | 17.2 | 35200 | 9 | 21800 | 1 | HRCU-A-CB |  |  | 238 | 737 | Yes
5543713 | Active | Systems | SOFTSOUND SXT+ R410A HP | COMFORTMAKER | CCH936GKA2* |  | EN(A,D)4X36*21** | *9MX*0601714A** | 34800 | 12.5 | 17 | 36000 | 8.5 | 22600 | 1 | HRCU-A-CB |  |  | 242 | 781 | Yes
5543714 | Active | Systems | SOFTSOUND SXT+ R410A HP | COMFORTMAKER | CCH936GKA2* |  | EN(A,D)4X36*21** | *9MX*0801716A** | 34800 | 12.7 | 16.7 | 36000 | 9 | 22400 | 1 | HRCU-A-CB |  |  | 247 | 737 | Yes
5543831 | Active | Systems | SOFTSOUND SXT+ R410A HP | COMFORTMAKER | CCH936GKA2* |  | EN(A,D)4X36*21** | MV12**17C* | 35800 | 13.2 | 17.5 | 36000 | 9 | 22400 | 1 | HRCU-A-CB |  |  | 242 | 737 | Yes
5543832 | Active | Systems | SOFTSOUND SXT+ R410A HP | COMFORTMAKER | CCH936GKA2* |  | EN(A,D)4X36*21** | MV16**21C* | 35800 | 13.5 | 17.7 | 36000 | 9 | 22200 | 1 | HRCU-A-CB |  |  | 239 | 737 | Yes
5543504 | Active | Systems | SOFTSOUND SXT+ R410A HP | COMFORTMAKER | CCH936GKA2* |  | EN(A,D)4X36*21** | NOMV156E19* | 35400 | 12.7 | 16.7 | 36400 | 8.5 | 22800 | 1 | HRCU-A-CB |  |  | 251 | 781 | Yes
5691688 | Active | Systems | SOFTSOUND SXT+ R410A HP | COMFORTMAKER | CCH936GKA2* |  | EN(A,D)4X36*21** | OLV098A12* | 34600 | 12.5 | 16.7 | 36000 | 8.5 | 22600 | 1 | HRCU-A-CB |  |  | 245 | 781 | Yes
5691681 | Active | Systems | SOFTSOUND SXT+ R410A HP | COMFORTMAKER | CCH936GKA2* |  | EN(A,D)4X36*21** | OMV098J12* | 34800 | 12.5 | 17 | 36000 | 8.5 | 22600 | 1 | HRCU-A-CB |  |  | 242 | 781 | Yes
5543613 | Active | Systems | SOFTSOUND SXT+ R410A HP | COMFORTMAKER | CCH936GKA2* |  | EN(A,D)4X36*21**+WALLCON | *8MV*0901716** | 35400 | 13 | 17.5 | 36000 | 9.2 | 22600 | 1 | HRCU-A-CB |  |  | 240 | 721 | Yes
5543614 | Active | Systems | SOFTSOUND SXT+ R410A HP | COMFORTMAKER | CCH936GKA2* |  | EN(A,D)4X36*21**+WALLCON | *8MV*1102120** | 35400 | 13 | 17.5 | 36000 | 9 | 22600 | 1 | HRCU-A-CB |  |  | 240 | 737 | Yes
5543736 | Active | Systems | SOFTSOUND SXT+ R410A HP | COMFORTMAKER | CCH936GKA2* |  | EN(A,D)4X36*21**+WALLCON | *9MA*0602120A** | 35200 | 12.7 | 16.7 | 36000 | 9 | 23200 | 1 | HRCU-A-CB |  |  | 250 | 737 | Yes
5543675 | Active | Systems | SOFTSOUND SXT+ R410A HP | COMFORTMAKER | CCH936GKA2* |  | EN(A,D)4X36*21**+WALLCON | *9MA*0801714A** | 35000 | 12.5 | 17 | 36800 | 9 | 23200 | 1 | HRCU-A-CB |  |  | 244 | 737 | Yes
5543737 | Active | Systems | SOFTSOUND SXT+ R410A HP | COMFORTMAKER | CCH936GKA2* |  | EN(A,D)4X36*21**+WALLCON | *9MA*0802120A** | 35400 | 13 | 17.2 | 36000 | 9 | 23000 | 1 | HRCU-A-CB |  |  | 244 | 737 | Yes
5543738 | Active | Systems | SOFTSOUND SXT+ R410A HP | COMFORTMAKER | CCH936GKA2* |  | EN(A,D)4X36*21**+WALLCON | *9MA*1002122A** | 35400 | 13 | 17 | 35800 | 9 | 22800 | 1 | HRCU-A-CB |  |  | 247 | 737 | Yes
5543471 | Active | Systems | SOFTSOUND SXT+ R410A HP | COMFORTMAKER | CCH936GKA2* |  | EN(A,D)4X48*24** | *8MX*0902116** | 36800 | 13.2 | 17.7 | 37000 | 9.5 | 23000 | 1 | HRCU-A-CB |  |  | 246 | 699 | Yes
5543472 | Active | Systems | SOFTSOUND SXT+ R410A HP | COMFORTMAKER | CCH936GKA2* |  | EN(A,D)4X48*24** | *8MX*1102120** | 36800 | 13.5 | 17.7 | 37000 | 9.5 | 23000 | 1 | HRCU-A-CB |  |  | 246 | 699 | Yes
5543786 | Active | Systems | SOFTSOUND SXT+ R410A HP | COMFORTMAKER | CCH936GKA2* |  | EN(A,D)4X48*24** | *9MV*0802120A** | 36000 | 13.7 | 17.7 | 36000 | 9 | 22000 | 1 | HRCU-A-CB |  |  | 241 | 737 | Yes
5543787 | Active | Systems | SOFTSOUND SXT+ R410A HP | COMFORTMAKER | CCH936GKA2* |  | EN(A,D)4X48*24** | *9MV*1002120A** | 35800 | 13.7 | 17.7 | 36000 | 9 | 22000 | 1 | HRCU-A-CB |  |  | 239 | 737 | Yes
5543788 | Active | Systems | SOFTSOUND SXT+ R410A HP | COMFORTMAKER | CCH936GKA2* |  | EN(A,D)4X48*24** | *9MV*1202422A** | 36200 | 13.7 | 18 | 36000 | 9.5 | 22200 | 1 | HRCU-A-CB |  |  | 238 | 699 | Yes
5543839 | Active | Systems | SOFTSOUND SXT+ R410A HP | COMFORTMAKER | CCH936GKA2* |  | EN(A,D)4X48*24** | MV16**21C* | 36800 | 14 | 18.2 | 36000 | 9 | 22400 | 1 | HRCU-A-CB |  |  | 239 | 737 | Yes
5543840 | Active | Systems | SOFTSOUND SXT+ R410A HP | COMFORTMAKER | CCH936GKA2* |  | EN(A,D)4X48*24** | MV20**24C* | 36600 | 14 | 18.2 | 36000 | 9 | 22200 | 1 | HRCU-A-CB |  |  | 238 | 737 | Yes
5543510 | Active | Systems | SOFTSOUND SXT+ R410A HP | COMFORTMAKER | CCH936GKA2* |  | EN(A,D)4X48*24** | NOMV156E19* | 36400 | 13.2 | 17.2 | 36800 | 9 | 22800 | 1 | HRCU-A-CB |  |  | 251 | 737 | Yes
5543560 | Active | Systems | SOFTSOUND SXT+ R410A HP | COMFORTMAKER | CCH936GKA2* |  | EN(A,D)4X48*24** | OLV112A16A | 36600 | 12.5 | 17.2 | 37600 | 9.5 | 23600 | 1 | HRCU-A-CB |  |  | 252 | 798 | Yes
5543744 | Active | Systems | SOFTSOUND SXT+ R410A HP | COMFORTMAKER | CCH936GKA2* |  | EN(A,D)4X48*24** | OMV154L20A | 36000 | 13.5 | 18 | 36000 | 9.5 | 22400 | 1 | HRCU-A-CB |  |  | 237 | 699 | Yes
5543621 | Active | Systems | SOFTSOUND SXT+ R410A HP | COMFORTMAKER | CCH936GKA2* |  | EN(A,D)4X48*24**+WALLCON | *8MV*1102120** | 36400 | 13.5 | 18.2 | 36600 | 9.5 | 22600 | 1 | HRCU-A-CB |  |  | 237 | 699 | Yes
5543622 | Active | Systems | SOFTSOUND SXT+ R410A HP | COMFORTMAKER | CCH936GKA2* |  | EN(A,D)4X48*24**+WALLCON | *8MV*1352422** | 36400 | 13.7 | 18.2 | 36400 | 9.5 | 22600 | 1 | HRCU-A-CB |  |  | 237 | 699 | Yes
5543682 | Active | Systems | SOFTSOUND SXT+ R410A HP | COMFORTMAKER | CCH936GKA2* |  | EN(A,D)4X48*24**+WALLCON | *9MA*1202422A** | 36400 | 13.5 | 18 | 37000 | 9.5 | 23000 | 1 | HRCU-A-CB |  |  | 239 | 699 | Yes
5543650 | Active | Systems | SOFTSOUND SXT+ R410A HP | COMFORTMAKER | CCH936GKA2* |  | EN(A,D,W)4X36*17** | *8MX*0701716** | 34800 | 12.5 | 16.5 | 36000 | 9 | 22600 | 1 | HRCU-A-CB |  |  | 250 | 737 | Yes
5543770 | Active | Systems | SOFTSOUND SXT+ R410A HP | COMFORTMAKER | CCH936GKA2* |  | EN(A,D,W)4X36*17** | *9MV*0601714A** | 34800 | 12.7 | 16.7 | 35800 | 9 | 22200 | 1 | HRCU-A-CB |  |  | 247 | 737 | Yes
5543771 | Active | Systems | SOFTSOUND SXT+ R410A HP | COMFORTMAKER | CCH936GKA2* |  | EN(A,D,W)4X36*17** | *9MV*0801716A** | 35000 | 13 | 17 | 35800 | 9 | 22000 | 1 | HRCU-A-CB |  |  | 244 | 737 | Yes
5543711 | Active | Systems | SOFTSOUND SXT+ R410A HP | COMFORTMAKER | CCH936GKA2* |  | EN(A,D,W)4X36*17** | *9MX*0601714A** | 34800 | 12.5 | 17 | 36000 | 8.5 | 22600 | 1 | HRCU-A-CB |  |  | 242 | 781 | Yes
5543712 | Active | Systems | SOFTSOUND SXT+ R410A HP | COMFORTMAKER | CCH936GKA2* |  | EN(A,D,W)4X36*17** | *9MX*0801716A** | 34800 | 12.7 | 16.7 | 36000 | 9 | 22400 | 1 | HRCU-A-CB |  |  | 247 | 737 | Yes
5543829 | Active | Systems | SOFTSOUND SXT+ R410A HP | COMFORTMAKER | CCH936GKA2* |  | EN(A,D,W)4X36*17** | MV08**14C* | 35400 | 13.2 | 17.2 | 36000 | 9 | 22200 | 1 | HRCU-A-CB |  |  | 244 | 737 | Yes
5543830 | Active | Systems | SOFTSOUND SXT+ R410A HP | COMFORTMAKER | CCH936GKA2* |  | EN(A,D,W)4X36*17** | MV12**17C* | 35800 | 13.2 | 17.5 | 36000 | 9 | 22400 | 1 | HRCU-A-CB |  |  | 242 | 737 | Yes
5691674 | Active | Systems | SOFTSOUND SXT+ R410A HP | COMFORTMAKER | CCH936GKA2* |  | EN(A,D,W)4X36*17** | OLV098A12* | 34600 | 12.5 | 16.7 | 36000 | 8.5 | 22600 | 1 | HRCU-A-CB |  |  | 245 | 781 | Yes
5543611 | Active | Systems | SOFTSOUND SXT+ R410A HP | COMFORTMAKER | CCH936GKA2* |  | EN(A,D,W)4X36*17**+WALLCON | *8MV*0701412** | 35200 | 12.5 | 17.2 | 36400 | 9 | 22800 | 1 | HRCU-A-CB |  |  | 242 | 737 | Yes
5543612 | Active | Systems | SOFTSOUND SXT+ R410A HP | COMFORTMAKER | CCH936GKA2* |  | EN(A,D,W)4X36*17**+WALLCON | *8MV*0901716** | 35400 | 13 | 17.5 | 36000 | 9 | 22600 | 1 | HRCU-A-CB |  |  | 240 | 737 | Yes
5543673 | Active | Systems | SOFTSOUND SXT+ R410A HP | COMFORTMAKER | CCH936GKA2* |  | EN(A,D,W)4X36*17**+WALLCON | *9MA*0801714A** | 35000 | 12.5 | 16.7 | 37000 | 9 | 23200 | 1 | HRCU-A-CB |  |  | 248 | 737 | Yes
5543653 | Active | Systems | SOFTSOUND SXT+ R410A HP | COMFORTMAKER | CCH936GKA2* |  | EN(A,D,W)4X42*21** | *8MX*0701716** | 35200 | 12.7 | 16.7 | 36000 | 9 | 22600 | 1 | HRCU-A-CB |  |  | 250 | 737 | Yes
5543467 | Active | Systems | SOFTSOUND SXT+ R410A HP | COMFORTMAKER | CCH936GKA2* |  | EN(A,D,W)4X42*21** | *8MX*0902116** | 36000 | 13 | 17.2 | 36600 | 9.2 | 22800 | 1 | HRCU-A-CB |  |  | 248 | 721 | Yes
5543468 | Active | Systems | SOFTSOUND SXT+ R410A HP | COMFORTMAKER | CCH936GKA2* |  | EN(A,D,W)4X42*21** | *8MX*1102120** | 36000 | 13.2 | 17.2 | 36600 | 9.5 | 22800 | 1 | HRCU-A-CB |  |  | 248 | 699 | Yes
5543778 | Active | Systems | SOFTSOUND SXT+ R410A HP | COMFORTMAKER | CCH936GKA2* |  | EN(A,D,W)4X42*21** | *9MV*0601714A** | 35200 | 13 | 17 | 36000 | 9 | 22200 | 1 | HRCU-A-CB |  |  | 245 | 737 | Yes
5543779 | Active | Systems | SOFTSOUND SXT+ R410A HP | COMFORTMAKER | CCH936GKA2* |  | EN(A,D,W)4X42*21** | *9MV*0801716A** | 35400 | 13.2 | 17.2 | 36000 | 9 | 22200 | 1 | HRCU-A-CB |  |  | 244 | 737 | Yes
5543780 | Active | Systems | SOFTSOUND SXT+ R410A HP | COMFORTMAKER | CCH936GKA2* |  | EN(A,D,W)4X42*21** | *9MV*0802120A** | 35200 | 13.2 | 17.5 | 35600 | 9 | 21800 | 1 | HRCU-A-CB |  |  | 238 | 737 | Yes
5543781 | Active | Systems | SOFTSOUND SXT+ R410A HP | COMFORTMAKER | CCH936GKA2* |  | EN(A,D,W)4X42*21** | *9MV*1002120A** | 35000 | 13.2 | 17.2 | 35400 | 9 | 21800 | 1 | HRCU-A-CB |  |  | 241 | 737 | Yes
5543717 | Active | Systems | SOFTSOUND SXT+ R410A HP | COMFORTMAKER | CCH936GKA2* |  | EN(A,D,W)4X42*21** | *9MX*0601714A** | 35200 | 12.7 | 17.2 | 36000 | 9 | 22600 | 1 | HRCU-A-CB |  |  | 242 | 737 | Yes
5543718 | Active | Systems | SOFTSOUND SXT+ R410A HP | COMFORTMAKER | CCH936GKA2* |  | EN(A,D,W)4X42*21** | *9MX*0801716A** | 35200 | 12.7 | 17 | 36000 | 9 | 22600 | 1 | HRCU-A-CB |  |  | 245 | 737 | Yes
5543835 | Active | Systems | SOFTSOUND SXT+ R410A HP | COMFORTMAKER | CCH936GKA2* |  | EN(A,D,W)4X42*21** | MV12**17C* | 36200 | 13.5 | 17.7 | 36000 | 9 | 22400 | 1 | HRCU-A-CB |  |  | 242 | 737 | Yes
5543836 | Active | Systems | SOFTSOUND SXT+ R410A HP | COMFORTMAKER | CCH936GKA2* |  | EN(A,D,W)4X42*21** | MV16**21C* | 36200 | 13.7 | 17.7 | 36000 | 9 | 22400 | 1 | HRCU-A-CB |  |  | 242 | 737 | Yes
5543506 | Active | Systems | SOFTSOUND SXT+ R410A HP | COMFORTMAKER | CCH936GKA2* |  | EN(A,D,W)4X42*21** | NOMV106D12* | 35000 | 13 | 16.7 | 36000 | 8.5 | 22400 | 1 | HRCU-A-CB |  |  | 248 | 781 | Yes
5543507 | Active | Systems | SOFTSOUND SXT+ R410A HP | COMFORTMAKER | CCH936GKA2* |  | EN(A,D,W)4X42*21** | NOMV156E19* | 35800 | 13 | 17 | 36600 | 8.5 | 22800 | 1 | HRCU-A-CB |  |  | 249 | 781 | Yes
5691716 | Active | Systems | SOFTSOUND SXT+ R410A HP | COMFORTMAKER | CCH936GKA2* |  | EN(A,D,W)4X42*21** | OLV098A12* | 35000 | 12.5 | 16.7 | 36000 | 8.5 | 22600 | 1 | HRCU-A-CB |  |  | 248 | 781 | Yes
5691712 | Active | Systems | SOFTSOUND SXT+ R410A HP | COMFORTMAKER | CCH936GKA2* |  | EN(A,D,W)4X42*21** | OMV098J12* | 35200 | 12.5 | 17.2 | 36400 | 9 | 22800 | 1 | HRCU-A-CB |  |  | 242 | 737 | Yes
5543554 | Active | Systems | SOFTSOUND SXT+ R410A HP | COMFORTMAKER | CCH936GKA2* |  | EN(A,D,W)4X42*21** | OMV112K14A | 35800 | 12.5 | 17 | 37000 | 9.2 | 23200 | 1 | HRCU-A-CB |  |  | 249 | 721 | Yes
5543617 | Active | Systems | SOFTSOUND SXT+ R410A HP | COMFORTMAKER | CCH936GKA2* |  | EN(A,D,W)4X42*21**+WALLCON | *8MV*0901716** | 35800 | 13.2 | 17.7 | 36400 | 9.5 | 22600 | 1 | HRCU-A-CB |  |  | 239 | 699 | Yes
5543618 | Active | Systems | SOFTSOUND SXT+ R410A HP | COMFORTMAKER | CCH936GKA2* |  | EN(A,D,W)4X42*21**+WALLCON | *8MV*1102120** | 35800 | 13.2 | 17.7 | 36400 | 9.5 | 22600 | 1 | HRCU-A-CB |  |  | 239 | 699 | Yes
5543678 | Active | Systems | SOFTSOUND SXT+ R410A HP | COMFORTMAKER | CCH936GKA2* |  | EN(A,D,W)4X42*21**+WALLCON | *9MA*0601714A** | 35400 | 12.5 | 17 | 36800 | 9 | 23600 | 1 | HRCU-A-CB |  |  | 247 | 737 | Yes
5543679 | Active | Systems | SOFTSOUND SXT+ R410A HP | COMFORTMAKER | CCH936GKA2* |  | EN(A,D,W)4X42*21**+WALLCON | *9MA*0801714A** | 35400 | 12.5 | 17.2 | 37000 | 9 | 23200 | 1 | HRCU-A-CB |  |  | 244 | 737 | Yes
5543654 | Active | Systems | SOFTSOUND SXT+ R410A HP | COMFORTMAKER | CCH936GKA2* |  | EN(A,D,W)4X48*21** | *8MX*0701716** | 36000 | 13 | 17.2 | 36600 | 9.2 | 22800 | 1 | HRCU-A-CB |  |  | 248 | 721 | Yes
5543469 | Active | Systems | SOFTSOUND SXT+ R410A HP | COMFORTMAKER | CCH936GKA2* |  | EN(A,D,W)4X48*21** | *8MX*0902116** | 36800 | 13.2 | 17.7 | 37000 | 9.5 | 23000 | 1 | HRCU-A-CB |  |  | 246 | 699 | Yes
5543470 | Active | Systems | SOFTSOUND SXT+ R410A HP | COMFORTMAKER | CCH936GKA2* |  | EN(A,D,W)4X48*21** | *8MX*1102120** | 36800 | 13.5 | 17.7 | 37000 | 9.5 | 23000 | 1 | HRCU-A-CB |  |  | 246 | 699 | Yes
5543782 | Active | Systems | SOFTSOUND SXT+ R410A HP | COMFORTMAKER | CCH936GKA2* |  | EN(A,D,W)4X48*21** | *9MV*0601714A** | 35800 | 13.2 | 17.2 | 36000 | 9 | 22400 | 1 | HRCU-A-CB |  |  | 246 | 737 | Yes
5543783 | Active | Systems | SOFTSOUND SXT+ R410A HP | COMFORTMAKER | CCH936GKA2* |  | EN(A,D,W)4X48*21** | *9MV*0801716A** | 36000 | 13.5 | 17.5 | 36000 | 9 | 22400 | 1 | HRCU-A-CB |  |  | 244 | 737 | Yes
5543784 | Active | Systems | SOFTSOUND SXT+ R410A HP | COMFORTMAKER | CCH936GKA2* |  | EN(A,D,W)4X48*21** | *9MV*0802120A** | 36000 | 13.7 | 17.7 | 36000 | 9 | 22000 | 1 | HRCU-A-CB |  |  | 241 | 737 | Yes
5543785 | Active | Systems | SOFTSOUND SXT+ R410A HP | COMFORTMAKER | CCH936GKA2* |  | EN(A,D,W)4X48*21** | *9MV*1002120A** | 35800 | 13.7 | 17.7 | 36000 | 9 | 22000 | 1 | HRCU-A-CB |  |  | 239 | 737 | Yes
5543719 | Active | Systems | SOFTSOUND SXT+ R410A HP | COMFORTMAKER | CCH936GKA2* |  | EN(A,D,W)4X48*21** | *9MX*0601714A** | 35800 | 13 | 17.5 | 36600 | 9 | 22800 | 1 | HRCU-A-CB |  |  | 242 | 737 | Yes
5543720 | Active | Systems | SOFTSOUND SXT+ R410A HP | COMFORTMAKER | CCH936GKA2* |  | EN(A,D,W)4X48*21** | *9MX*0801716A** | 35800 | 13 | 17.2 | 36600 | 9.2 | 22600 | 1 | HRCU-A-CB |  |  | 246 | 721 | Yes
5543837 | Active | Systems | SOFTSOUND SXT+ R410A HP | COMFORTMAKER | CCH936GKA2* |  | EN(A,D,W)4X48*21** | MV12**17C* | 36800 | 13.7 | 18.2 | 36000 | 9 | 22400 | 1 | HRCU-A-CB |  |  | 239 | 737 | Yes
5543838 | Active | Systems | SOFTSOUND SXT+ R410A HP | COMFORTMAKER | CCH936GKA2* |  | EN(A,D,W)4X48*21** | MV16**21C* | 36800 | 14 | 18.2 | 36000 | 9 | 22400 | 1 | HRCU-A-CB |  |  | 239 | 737 | Yes
5543508 | Active | Systems | SOFTSOUND SXT+ R410A HP | COMFORTMAKER | CCH936GKA2* |  | EN(A,D,W)4X48*21** | NOMV106D12* | 35600 | 13.2 | 17.2 | 36000 | 8.5 | 22400 | 1 | HRCU-A-CB |  |  | 245 | 781 | Yes
5543509 | Active | Systems | SOFTSOUND SXT+ R410A HP | COMFORTMAKER | CCH936GKA2* |  | EN(A,D,W)4X48*21** | NOMV156E19* | 36400 | 13.2 | 17.2 | 36800 | 9 | 22800 | 1 | HRCU-A-CB |  |  | 251 | 737 | Yes
5691729 | Active | Systems | SOFTSOUND SXT+ R410A HP | COMFORTMAKER | CCH936GKA2* |  | EN(A,D,W)4X48*21** | OLV098A12* | 35600 | 13 | 17.2 | 36400 | 8.5 | 22600 | 1 | HRCU-A-CB |  |  | 245 | 781 | Yes
5543559 | Active | Systems | SOFTSOUND SXT+ R410A HP | COMFORTMAKER | CCH936GKA2* |  | EN(A,D,W)4X48*21** | OLV112A16A | 36600 | 12.5 | 17.2 | 37600 | 9.5 | 23600 | 1 | HRCU-A-CB |  |  | 252 | 798 | Yes
5691721 | Active | Systems | SOFTSOUND SXT+ R410A HP | COMFORTMAKER | CCH936GKA2* |  | EN(A,D,W)4X48*21** | OMV098J12* | 35800 | 13 | 17.5 | 36600 | 9 | 22800 | 1 | HRCU-A-CB |  |  | 242 | 737 | Yes
5543558 | Active | Systems | SOFTSOUND SXT+ R410A HP | COMFORTMAKER | CCH936GKA2* |  | EN(A,D,W)4X48*21** | OMV112K14A | 36400 | 13 | 17.7 | 37000 | 9.5 | 23200 | 1 | HRCU-A-CB |  |  | 243 | 699 | Yes
5543619 | Active | Systems | SOFTSOUND SXT+ R410A HP | COMFORTMAKER | CCH936GKA2* |  | EN(A,D,W)4X48*21**+WALLCON | *8MV*0901716** | 36400 | 13.5 | 18.2 | 36600 | 9.5 | 22600 | 1 | HRCU-A-CB |  |  | 237 | 699 | Yes
5543620 | Active | Systems | SOFTSOUND SXT+ R410A HP | COMFORTMAKER | CCH936GKA2* |  | EN(A,D,W)4X48*21**+WALLCON | *8MV*1102120** | 36400 | 13.5 | 18.2 | 36600 | 9.5 | 22600 | 1 | HRCU-A-CB |  |  | 237 | 699 | Yes
5543680 | Active | Systems | SOFTSOUND SXT+ R410A HP | COMFORTMAKER | CCH936GKA2* |  | EN(A,D,W)4X48*21**+WALLCON | *9MA*0601714A** | 36000 | 12.7 | 17.2 | 37200 | 9.2 | 23600 | 1 | HRCU-A-CB |  |  | 248 | 721 | Yes
5543681 | Active | Systems | SOFTSOUND SXT+ R410A HP | COMFORTMAKER | CCH936GKA2* |  | EN(A,D,W)4X48*21**+WALLCON | *9MA*0801714A** | 36200 | 13 | 17.5 | 37200 | 9.5 | 23400 | 1 | HRCU-A-CB |  |  | 245 | 699 | Yes
5543466 | Active | Systems | SOFTSOUND SXT+ R410A HP | COMFORTMAKER | CCH936GKA2* |  | END4X42*17** | *8MX*0451408** | 35400 | 12.5 | 17.2 | 36800 | 9 | 23000 | 1 | HRCU-A-CB |  |  | 244 | 737 | Yes
5543652 | Active | Systems | SOFTSOUND SXT+ R410A HP | COMFORTMAKER | CCH936GKA2* |  | END4X42*17** | *8MX*0701716** | 35400 | 12.7 | 17 | 36400 | 9.2 | 22800 | 1 | HRCU-A-CB |  |  | 247 | 721 | Yes
5543776 | Active | Systems | SOFTSOUND SXT+ R410A HP | COMFORTMAKER | CCH936GKA2* |  | END4X42*17** | *9MV*0601714A** | 35400 | 13 | 17 | 36000 | 9 | 22400 | 1 | HRCU-A-CB |  |  | 247 | 737 | Yes
5543777 | Active | Systems | SOFTSOUND SXT+ R410A HP | COMFORTMAKER | CCH936GKA2* |  | END4X42*17** | *9MV*0801716A** | 35600 | 13.2 | 17.2 | 36000 | 9 | 22200 | 1 | HRCU-A-CB |  |  | 245 | 737 | Yes
5543715 | Active | Systems | SOFTSOUND SXT+ R410A HP | COMFORTMAKER | CCH936GKA2* |  | END4X42*17** | *9MX*0601714A** | 35400 | 12.7 | 17.2 | 36400 | 9 | 22800 | 1 | HRCU-A-CB |  |  | 244 | 737 | Yes
5543716 | Active | Systems | SOFTSOUND SXT+ R410A HP | COMFORTMAKER | CCH936GKA2* |  | END4X42*17** | *9MX*0801716A** | 35400 | 13 | 17 | 36400 | 9.2 | 22600 | 1 | HRCU-A-CB |  |  | 247 | 721 | Yes
5543833 | Active | Systems | SOFTSOUND SXT+ R410A HP | COMFORTMAKER | CCH936GKA2* |  | END4X42*17** | MV08**14C* | 36200 | 13.5 | 17.7 | 36000 | 9 | 22400 | 1 | HRCU-A-CB |  |  | 242 | 737 | Yes
5543834 | Active | Systems | SOFTSOUND SXT+ R410A HP | COMFORTMAKER | CCH936GKA2* |  | END4X42*17** | MV12**17C* | 36400 | 13.5 | 17.7 | 36000 | 9 | 22400 | 1 | HRCU-A-CB |  |  | 243 | 737 | Yes
5543505 | Active | Systems | SOFTSOUND SXT+ R410A HP | COMFORTMAKER | CCH936GKA2* |  | END4X42*17** | NOMV106D12* | 35200 | 13 | 17 | 36000 | 8.5 | 22400 | 1 | HRCU-A-CB |  |  | 245 | 781 | Yes
5691704 | Active | Systems | SOFTSOUND SXT+ R410A HP | COMFORTMAKER | CCH936GKA2* |  | END4X42*17** | OLV098A12* | 35400 | 12.7 | 17 | 36400 | 8.5 | 22800 | 1 | HRCU-A-CB |  |  | 247 | 781 | Yes
5691697 | Active | Systems | SOFTSOUND SXT+ R410A HP | COMFORTMAKER | CCH936GKA2* |  | END4X42*17** | OMV098J12* | 35400 | 12.5 | 17.2 | 36600 | 9 | 22800 | 1 | HRCU-A-CB |  |  | 244 | 737 | Yes
5543551 | Active | Systems | SOFTSOUND SXT+ R410A HP | COMFORTMAKER | CCH936GKA2* |  | END4X42*17** | OMV112K14A | 36000 | 12.5 | 17.2 | 37000 | 9.2 | 23400 | 1 | HRCU-A-CB |  |  | 248 | 721 | Yes
5543615 | Active | Systems | SOFTSOUND SXT+ R410A HP | COMFORTMAKER | CCH936GKA2* |  | END4X42*17**+WALLCON | *8MV*0701412** | 35800 | 13 | 17.5 | 36800 | 9.2 | 23000 | 1 | HRCU-A-CB |  |  | 242 | 721 | Yes
5543616 | Active | Systems | SOFTSOUND SXT+ R410A HP | COMFORTMAKER | CCH936GKA2* |  | END4X42*17**+WALLCON | *8MV*0901716** | 36000 | 13.2 | 18 | 36600 | 9.5 | 22600 | 1 | HRCU-A-CB |  |  | 237 | 699 | Yes
5543676 | Active | Systems | SOFTSOUND SXT+ R410A HP | COMFORTMAKER | CCH936GKA2* |  | END4X42*17**+WALLCON | *9MA*0601714A** | 35600 | 12.5 | 17 | 37000 | 9 | 23600 | 1 | HRCU-A-CB |  |  | 248 | 737 | Yes
5543677 | Active | Systems | SOFTSOUND SXT+ R410A HP | COMFORTMAKER | CCH936GKA2* |  | END4X42*17**+WALLCON | *9MA*0801714A** | 35800 | 12.7 | 17.2 | 37000 | 9.2 | 23400 | 1 | HRCU-A-CB |  |  | 246 | 721 | Yes
5543655 | Active | Systems | SOFTSOUND SXT+ R410A HP | COMFORTMAKER | CCH936GKA2* |  | ENH4X36*17** | *8MX*0701716** | 34800 | 12.5 | 16.5 | 36000 | 9 | 22600 | 1 | HRCU-A-CB |  |  | 250 | 737 | Yes
5543789 | Active | Systems | SOFTSOUND SXT+ R410A HP | COMFORTMAKER | CCH936GKA2* |  | ENH4X36*17** | *9MV*0601714A** | 34800 | 12.7 | 16.7 | 35800 | 9 | 22200 | 1 | HRCU-A-CB |  |  | 247 | 737 | Yes
5543790 | Active | Systems | SOFTSOUND SXT+ R410A HP | COMFORTMAKER | CCH936GKA2* |  | ENH4X36*17** | *9MV*0801716A** | 35000 | 13 | 17 | 35800 | 9 | 22000 | 1 | HRCU-A-CB |  |  | 244 | 737 | Yes
5543721 | Active | Systems | SOFTSOUND SXT+ R410A HP | COMFORTMAKER | CCH936GKA2* |  | ENH4X36*17** | *9MX*0601714A** | 34800 | 12.5 | 17 | 36000 | 8.5 | 22600 | 1 | HRCU-A-CB |  |  | 242 | 781 | Yes
5543722 | Active | Systems | SOFTSOUND SXT+ R410A HP | COMFORTMAKER | CCH936GKA2* |  | ENH4X36*17** | *9MX*0801716A** | 34800 | 12.7 | 16.7 | 36000 | 9 | 22400 | 1 | HRCU-A-CB |  |  | 247 | 737 | Yes
5543841 | Active | Systems | SOFTSOUND SXT+ R410A HP | COMFORTMAKER | CCH936GKA2* |  | ENH4X36*17** | MV08**14C* | 35400 | 13.2 | 17.2 | 36000 | 9 | 22200 | 1 | HRCU-A-CB |  |  | 244 | 737 | Yes
5543842 | Active | Systems | SOFTSOUND SXT+ R410A HP | COMFORTMAKER | CCH936GKA2* |  | ENH4X36*17** | MV12**17C* | 35800 | 13.2 | 17.5 | 36000 | 9 | 22400 | 1 | HRCU-A-CB |  |  | 242 | 737 | Yes
5691743 | Active | Systems | SOFTSOUND SXT+ R410A HP | COMFORTMAKER | CCH936GKA2* |  | ENH4X36*17** | OLV098A12* | 34600 | 12.5 | 16.7 | 36000 | 8.5 | 22600 | 1 | HRCU-A-CB |  |  | 245 | 781 | Yes
5543623 | Active | Systems | SOFTSOUND SXT+ R410A HP | COMFORTMAKER | CCH936GKA2* |  | ENH4X36*17**+WALLCON | *8MV*0701412** | 35200 | 12.5 | 17.2 | 36400 | 9 | 22800 | 1 | HRCU-A-CB |  |  | 242 | 737 | Yes
5543624 | Active | Systems | SOFTSOUND SXT+ R410A HP | COMFORTMAKER | CCH936GKA2* |  | ENH4X36*17**+WALLCON | *8MV*0901716** | 35400 | 13 | 17.5 | 36000 | 9 | 22600 | 1 | HRCU-A-CB |  |  | 240 | 737 | Yes
5543684 | Active | Systems | SOFTSOUND SXT+ R410A HP | COMFORTMAKER | CCH936GKA2* |  | ENH4X36*17**+WALLCON | *9MA*0801714A** | 35000 | 12.5 | 17 | 36800 | 9 | 23200 | 1 | HRCU-A-CB |  |  | 244 | 737 | Yes
5543476 | Active | Systems | SOFTSOUND SXT+ R410A HP | COMFORTMAKER | CCH936GKA2* |  | ENH4X42*21** | *8MX*0451408** | 35200 | 12.5 | 17 | 36600 | 9 | 23000 | 1 | HRCU-A-CB |  |  | 245 | 737 | Yes
5543477 | Active | Systems | SOFTSOUND SXT+ R410A HP | COMFORTMAKER | CCH936GKA2* |  | ENH4X42*21** | *8MX*0701716** | 35800 | 12.5 | 17 | 37000 | 9 | 23600 | 1 | HRCU-A-CB |  |  | 249 | 737 | Yes
5543478 | Active | Systems | SOFTSOUND SXT+ R410A HP | COMFORTMAKER | CCH936GKA2* |  | ENH4X42*21** | *8MX*0902116** | 36000 | 13 | 17.2 | 36600 | 9.2 | 22800 | 1 | HRCU-A-CB |  |  | 248 | 721 | Yes
5543479 | Active | Systems | SOFTSOUND SXT+ R410A HP | COMFORTMAKER | CCH936GKA2* |  | ENH4X42*21** | *8MX*1102120** | 36000 | 13.2 | 17.2 | 36600 | 9.5 | 22800 | 1 | HRCU-A-CB |  |  | 248 | 699 | Yes
5543791 | Active | Systems | SOFTSOUND SXT+ R410A HP | COMFORTMAKER | CCH936GKA2* |  | ENH4X42*21** | *9MV*0601714A** | 35200 | 13 | 17 | 36000 | 9 | 22200 | 1 | HRCU-A-CB |  |  | 245 | 737 | Yes
5543792 | Active | Systems | SOFTSOUND SXT+ R410A HP | COMFORTMAKER | CCH936GKA2* |  | ENH4X42*21** | *9MV*0801716A** | 35400 | 13.2 | 17.2 | 36000 | 9 | 22200 | 1 | HRCU-A-CB |  |  | 244 | 737 | Yes
5543793 | Active | Systems | SOFTSOUND SXT+ R410A HP | COMFORTMAKER | CCH936GKA2* |  | ENH4X42*21** | *9MV*0802120A** | 35200 | 13.2 | 17.5 | 35600 | 9 | 21800 | 1 | HRCU-A-CB |  |  | 238 | 737 | Yes
5543794 | Active | Systems | SOFTSOUND SXT+ R410A HP | COMFORTMAKER | CCH936GKA2* |  | ENH4X42*21** | *9MV*1002120A** | 35000 | 13.2 | 17.2 | 35400 | 9 | 21800 | 1 | HRCU-A-CB |  |  | 241 | 737 | Yes
5543723 | Active | Systems | SOFTSOUND SXT+ R410A HP | COMFORTMAKER | CCH936GKA2* |  | ENH4X42*21** | *9MX*0601714A** | 35200 | 12.7 | 17.2 | 36000 | 9 | 22600 | 1 | HRCU-A-CB |  |  | 242 | 737 | Yes
5543724 | Active | Systems | SOFTSOUND SXT+ R410A HP | COMFORTMAKER | CCH936GKA2* |  | ENH4X42*21** | *9MX*0801716A** | 35200 | 12.7 | 17 | 36000 | 9 | 22600 | 1 | HRCU-A-CB |  |  | 245 | 737 | Yes
5543843 | Active | Systems | SOFTSOUND SXT+ R410A HP | COMFORTMAKER | CCH936GKA2* |  | ENH4X42*21** | MV12**17C* | 36200 | 13.5 | 17.7 | 36000 | 9 | 22400 | 1 | HRCU-A-CB |  |  | 242 | 737 | Yes
5543844 | Active | Systems | SOFTSOUND SXT+ R410A HP | COMFORTMAKER | CCH936GKA2* |  | ENH4X42*21** | MV16**21C* | 36200 | 13.7 | 17.7 | 36000 | 9 | 22400 | 1 | HRCU-A-CB |  |  | 242 | 737 | Yes
5543513 | Active | Systems | SOFTSOUND SXT+ R410A HP | COMFORTMAKER | CCH936GKA2* |  | ENH4X42*21** | NOMV106D12* | 35000 | 13 | 16.7 | 36000 | 8.5 | 22400 | 1 | HRCU-A-CB |  |  | 248 | 781 | Yes
5543514 | Active | Systems | SOFTSOUND SXT+ R410A HP | COMFORTMAKER | CCH936GKA2* |  | ENH4X42*21** | NOMV156E19* | 35800 | 13 | 17 | 36600 | 8.5 | 22800 | 1 | HRCU-A-CB |  |  | 249 | 781 | Yes
5691761 | Active | Systems | SOFTSOUND SXT+ R410A HP | COMFORTMAKER | CCH936GKA2* |  | ENH4X42*21** | OLV098A12* | 35000 | 12.5 | 16.7 | 36000 | 8.5 | 22600 | 1 | HRCU-A-CB |  |  | 248 | 781 | Yes
5691752 | Active | Systems | SOFTSOUND SXT+ R410A HP | COMFORTMAKER | CCH936GKA2* |  | ENH4X42*21** | OMV098J12* | 35200 | 12.5 | 17.2 | 36400 | 9 | 22800 | 1 | HRCU-A-CB |  |  | 242 | 737 | Yes
5543568 | Active | Systems | SOFTSOUND SXT+ R410A HP | COMFORTMAKER | CCH936GKA2* |  | ENH4X42*21** | OMV112K14A | 35800 | 12.5 | 17 | 37000 | 9.2 | 23200 | 1 | HRCU-A-CB |  |  | 249 | 721 | Yes
5543627 | Active | Systems | SOFTSOUND SXT+ R410A HP | COMFORTMAKER | CCH936GKA2* |  | ENH4X42*21**+WALLCON | *8MV*0701412** | 35600 | 12.7 | 17.5 | 36600 | 9 | 22800 | 1 | HRCU-A-CB |  |  | 241 | 737 | Yes
5543628 | Active | Systems | SOFTSOUND SXT+ R410A HP | COMFORTMAKER | CCH936GKA2* |  | ENH4X42*21**+WALLCON | *8MV*0901716** | 35800 | 13.2 | 17.7 | 36400 | 9.5 | 22600 | 1 | HRCU-A-CB |  |  | 239 | 699 | Yes
5543629 | Active | Systems | SOFTSOUND SXT+ R410A HP | COMFORTMAKER | CCH936GKA2* |  | ENH4X42*21**+WALLCON | *8MV*1102120** | 35800 | 13.2 | 17.7 | 36400 | 9.5 | 22600 | 1 | HRCU-A-CB |  |  | 239 | 699 | Yes
5543686 | Active | Systems | SOFTSOUND SXT+ R410A HP | COMFORTMAKER | CCH936GKA2* |  | ENH4X42*21**+WALLCON | *9MA*0601714A** | 35400 | 12.5 | 17 | 36800 | 9 | 23600 | 1 | HRCU-A-CB |  |  | 247 | 737 | Yes
5543687 | Active | Systems | SOFTSOUND SXT+ R410A HP | COMFORTMAKER | CCH936GKA2* |  | ENH4X42*21**+WALLCON | *9MA*0801714A** | 35400 | 12.5 | 17.2 | 37000 | 9 | 23200 | 1 | HRCU-A-CB |  |  | 244 | 737 | Yes
5543480 | Active | Systems | SOFTSOUND SXT+ R410A HP | COMFORTMAKER | CCH936GKA2* |  | ENH4X48*21** | *8MX*0451408** | 35800 | 12.5 | 17.5 | 37000 | 9 | 23200 | 1 | HRCU-A-CB |  |  | 242 | 737 | Yes
5543656 | Active | Systems | SOFTSOUND SXT+ R410A HP | COMFORTMAKER | CCH936GKA2* |  | ENH4X48*21** | *8MX*0701716** | 36000 | 13 | 17.2 | 36600 | 9.2 | 22800 | 1 | HRCU-A-CB |  |  | 248 | 721 | Yes
5543481 | Active | Systems | SOFTSOUND SXT+ R410A HP | COMFORTMAKER | CCH936GKA2* |  | ENH4X48*21** | *8MX*0902116** | 36800 | 13.2 | 18 | 37000 | 9.5 | 23000 | 1 | HRCU-A-CB |  |  | 242 | 699 | Yes
5543482 | Active | Systems | SOFTSOUND SXT+ R410A HP | COMFORTMAKER | CCH936GKA2* |  | ENH4X48*21** | *8MX*1102120** | 36800 | 13.5 | 17.7 | 37000 | 9.5 | 23000 | 1 | HRCU-A-CB |  |  | 246 | 699 | Yes
5543795 | Active | Systems | SOFTSOUND SXT+ R410A HP | COMFORTMAKER | CCH936GKA2* |  | ENH4X48*21** | *9MV*0601714A** | 35800 | 13.2 | 17.2 | 36000 | 9 | 22400 | 1 | HRCU-A-CB |  |  | 246 | 737 | Yes
5543796 | Active | Systems | SOFTSOUND SXT+ R410A HP | COMFORTMAKER | CCH936GKA2* |  | ENH4X48*21** | *9MV*0801716A** | 36000 | 13.5 | 17.5 | 36000 | 9 | 22400 | 1 | HRCU-A-CB |  |  | 244 | 737 | Yes
5543797 | Active | Systems | SOFTSOUND SXT+ R410A HP | COMFORTMAKER | CCH936GKA2* |  | ENH4X48*21** | *9MV*0802120A** | 36000 | 13.7 | 17.7 | 36000 | 9 | 22000 | 1 | HRCU-A-CB |  |  | 241 | 737 | Yes
5543798 | Active | Systems | SOFTSOUND SXT+ R410A HP | COMFORTMAKER | CCH936GKA2* |  | ENH4X48*21** | *9MV*1002120A** | 35800 | 13.7 | 17.7 | 36000 | 9 | 22000 | 1 | HRCU-A-CB |  |  | 239 | 737 | Yes
5543725 | Active | Systems | SOFTSOUND SXT+ R410A HP | COMFORTMAKER | CCH936GKA2* |  | ENH4X48*21** | *9MX*0601714A** | 35800 | 13 | 17.5 | 36600 | 9 | 22800 | 1 | HRCU-A-CB |  |  | 242 | 737 | Yes
5543726 | Active | Systems | SOFTSOUND SXT+ R410A HP | COMFORTMAKER | CCH936GKA2* |  | ENH4X48*21** | *9MX*0801716A** | 35800 | 13 | 17.2 | 36600 | 9.2 | 22600 | 1 | HRCU-A-CB |  |  | 246 | 721 | Yes
5543845 | Active | Systems | SOFTSOUND SXT+ R410A HP | COMFORTMAKER | CCH936GKA2* |  | ENH4X48*21** | MV12**17C* | 36800 | 13.7 | 18.2 | 36000 | 9 | 22400 | 1 | HRCU-A-CB |  |  | 239 | 737 | Yes
5543846 | Active | Systems | SOFTSOUND SXT+ R410A HP | COMFORTMAKER | CCH936GKA2* |  | ENH4X48*21** | MV16**21C* | 36800 | 14 | 18.2 | 36000 | 9 | 22400 | 1 | HRCU-A-CB |  |  | 239 | 737 | Yes
5543515 | Active | Systems | SOFTSOUND SXT+ R410A HP | COMFORTMAKER | CCH936GKA2* |  | ENH4X48*21** | NOMV106D12* | 35600 | 13.2 | 17.2 | 36000 | 8.5 | 22400 | 1 | HRCU-A-CB |  |  | 245 | 781 | Yes
5543516 | Active | Systems | SOFTSOUND SXT+ R410A HP | COMFORTMAKER | CCH936GKA2* |  | ENH4X48*21** | NOMV156E19* | 36400 | 13.2 | 17.2 | 36800 | 9 | 22800 | 1 | HRCU-A-CB |  |  | 251 | 737 | Yes
5691771 | Active | Systems | SOFTSOUND SXT+ R410A HP | COMFORTMAKER | CCH936GKA2* |  | ENH4X48*21** | OLV098A12* | 35600 | 13 | 17.2 | 36400 | 8.5 | 22600 | 1 | HRCU-A-CB |  |  | 245 | 781 | Yes
5543574 | Active | Systems | SOFTSOUND SXT+ R410A HP | COMFORTMAKER | CCH936GKA2* |  | ENH4X48*21** | OLV112A16A | 36600 | 12.5 | 17.2 | 37400 | 9.5 | 23600 | 1 | HRCU-A-CB |  |  | 252 | 699 | Yes
5691769 | Active | Systems | SOFTSOUND SXT+ R410A HP | COMFORTMAKER | CCH936GKA2* |  | ENH4X48*21** | OMV098J12* | 35800 | 13 | 17.5 | 36600 | 9 | 22800 | 1 | HRCU-A-CB |  |  | 242 | 737 | Yes
5543573 | Active | Systems | SOFTSOUND SXT+ R410A HP | COMFORTMAKER | CCH936GKA2* |  | ENH4X48*21** | OMV112K14A | 36400 | 13 | 17.7 | 37000 | 9.5 | 23200 | 1 | HRCU-A-CB |  |  | 243 | 699 | Yes
5543631 | Active | Systems | SOFTSOUND SXT+ R410A HP | COMFORTMAKER | CCH936GKA2* |  | ENH4X48*21**+WALLCON | *8MV*0701412** | 36200 | 13 | 17.7 | 36800 | 9.5 | 22800 | 1 | HRCU-A-CB |  |  | 242 | 699 | Yes
5543632 | Active | Systems | SOFTSOUND SXT+ R410A HP | COMFORTMAKER | CCH936GKA2* |  | ENH4X48*21**+WALLCON | *8MV*0901716** | 36400 | 13.5 | 18.2 | 36600 | 9.5 | 22600 | 1 | HRCU-A-CB |  |  | 237 | 699 | Yes
5543633 | Active | Systems | SOFTSOUND SXT+ R410A HP | COMFORTMAKER | CCH936GKA2* |  | ENH4X48*21**+WALLCON | *8MV*1102120** | 36400 | 13.5 | 18.2 | 36600 | 9.5 | 22600 | 1 | HRCU-A-CB |  |  | 237 | 699 | Yes
5543689 | Active | Systems | SOFTSOUND SXT+ R410A HP | COMFORTMAKER | CCH936GKA2* |  | ENH4X48*21**+WALLCON | *9MA*0601714A** | 36000 | 12.7 | 17.2 | 37200 | 9.2 | 23600 | 1 | HRCU-A-CB |  |  | 248 | 721 | Yes
5543690 | Active | Systems | SOFTSOUND SXT+ R410A HP | COMFORTMAKER | CCH936GKA2* |  | ENH4X48*21**+WALLCON | *9MA*0801714A** | 36200 | 13 | 17.5 | 37200 | 9.5 | 23400 | 1 | HRCU-A-CB |  |  | 245 | 699 | Yes
5543647 | Active | Systems | SOFTSOUND SXT+ R410A HP | COMFORTMAKER | CCH936GKA2* |  | FCM4X24****+WALLCON |  | 35400 | 12.7 | 17.5 | 36400 | 9 | 22600 | 1 | HRCU-A-CB |  |  | 240 | 737 | Yes
5543648 | Active | Systems | SOFTSOUND SXT+ R410A HP | COMFORTMAKER | CCH936GKA2* |  | FCM4X36****+WALLCON |  | 35600 | 13.2 | 18 | 36000 | 9.2 | 22400 | 1 | HRCU-A-CB |  |  | 234 | 721 | Yes
5543649 | Active | Systems | SOFTSOUND SXT+ R410A HP | COMFORTMAKER | CCH936GKA2* |  | FCM4X48****+WALLCON |  | 36800 | 14 | 18.5 | 36400 | 9.5 | 22600 | 1 | HRCU-A-CB |  |  | 236 | 699 | Yes
5543424 | Active | Systems | SOFTSOUND SXT+ R410A HP | COMFORTMAKER | CCH936GKA2* |  | FCM4X60****+WALLCON |  | 36600 | 13.7 | 19 | 37000 | 10 | 22800 | 1 | HRCU-A-CB | Yes |  | 228 | 664 | Yes
5543592 | Active | Systems | SOFTSOUND SXT+ R410A HP | COMFORTMAKER | CCH936GKA2* |  | FVM4X24**** |  | 35000 | 13 | 17.2 | 36000 | 9 | 22400 | 1 | HRCU-A-CB |  |  | 241 | 737 | Yes
5543593 | Active | Systems | SOFTSOUND SXT+ R410A HP | COMFORTMAKER | CCH936GKA2* |  | FVM4X36**** |  | 35200 | 13.5 | 18 | 36000 | 9 | 22200 | 1 | HRCU-A-CB |  |  | 232 | 737 | Yes
5543594 | Active | Systems | SOFTSOUND SXT+ R410A HP | COMFORTMAKER | CCH936GKA2* |  | FVM4X48**** |  | 36400 | 13.7 | 18.2 | 36000 | 9.5 | 22400 | 1 | HRCU-A-CB |  |  | 237 | 699 | Yes
5543595 | Active | Systems | SOFTSOUND SXT+ R410A HP | COMFORTMAKER | CCH936GKA2* |  | FVM4X60**** |  | 36800 | 14 | 18.7 | 36400 | 10 | 22400 | 1 | HRCU-A-CB |  |  | 233 | 664 | Yes
5257292 | Discontinued | Systems | SOFTSOUND SXT+ R410A HP | COMFORTMAKER | CCH948GKA* |  | EA*4X48*24A*+WALLCON | *8MV*1352422** | 44500 | 12.5 | 16 | 47000 | 9.2 | 29600 | 1 | HRCU-A-CB |  |  | 329 | 1031 | Yes
5257394 | Discontinued | Systems | SOFTSOUND SXT+ R410A HP | COMFORTMAKER | CCH948GKA* |  | EA*4X48*24A*+WALLCON | *9MA*1002122A** | 45000 | 12.5 | 15.7 | 48000 | 9 | 31200 | 1 | HRCU-A-CB |  |  | 339 | 1053 | Yes
5257239 | Discontinued | Systems | SOFTSOUND SXT+ R410A HP | COMFORTMAKER | CCH948GKA* |  | EA*4X60*21A* | *8MX*1102120** | 45500 | 12.5 | 16 | 47500 | 9.5 | 29800 | 1 | HRCU-A-CB |  |  | 337 | 998 | Yes
5257369 | Discontinued | Systems | SOFTSOUND SXT+ R410A HP | COMFORTMAKER | CCH948GKA* |  | EA*4X60*21A* | *9MV*0802120A** | 45000 | 12.5 | 15.7 | 47000 | 9.2 | 29600 | 1 | HRCU-A-CB |  |  | 339 | 1031 | Yes
5257370 | Discontinued | Systems | SOFTSOUND SXT+ R410A HP | COMFORTMAKER | CCH948GKA* |  | EA*4X60*21A* | *9MV*1002120A** | 45000 | 12.5 | 15.7 | 46500 | 9.2 | 29400 | 1 | HRCU-A-CB |  |  | 339 | 1031 | Yes
5257400 | Discontinued | Systems | SOFTSOUND SXT+ R410A HP | COMFORTMAKER | CCH948GKA* |  | EA*4X60*21A* | *9MX*0802120A** | 46000 | 12.5 | 15.5 | 48000 | 9 | 31400 | 1 | HRCU-A-CB |  |  | 351 | 1053 | Yes
5257401 | Discontinued | Systems | SOFTSOUND SXT+ R410A HP | COMFORTMAKER | CCH948GKA* |  | EA*4X60*21A* | *9MX*1002120A** | 46000 | 12.5 | 15.7 | 48000 | 9 | 31400 | 1 | HRCU-A-CB |  |  | 347 | 1053 | Yes
5428392 | Discontinued | Systems | SOFTSOUND SXT+ R410A HP | COMFORTMAKER | CCH948GKA* |  | EA*4X60*21A* | MV16**21C* | 45500 | 12.5 | 16.2 | 47500 | 9 | 29800 | 1 | HRCU-A-CB |  |  | 333 | 1053 | Yes
5257293 | Discontinued | Systems | SOFTSOUND SXT+ R410A HP | COMFORTMAKER | CCH948GKA* |  | EA*4X60*21A*+WALLCON | *8MV*0901716** | 45500 | 12.5 | 16 | 47500 | 9.5 | 30000 | 1 | HRCU-A-CB |  |  | 337 | 998 | Yes
5257294 | Discontinued | Systems | SOFTSOUND SXT+ R410A HP | COMFORTMAKER | CCH948GKA* |  | EA*4X60*21A*+WALLCON | *8MV*1102120** | 45500 | 12.5 | 16 | 47500 | 9.5 | 30000 | 1 | HRCU-A-CB |  |  | 337 | 998 | Yes
5257398 | Discontinued | Systems | SOFTSOUND SXT+ R410A HP | COMFORTMAKER | CCH948GKA* |  | EA*4X60*21A*+WALLCON | *9MA*0802120A** | 45500 | 12.5 | 15.7 | 48000 | 9 | 31400 | 1 | HRCU-A-CB |  |  | 343 | 1053 | Yes
5257399 | Discontinued | Systems | SOFTSOUND SXT+ R410A HP | COMFORTMAKER | CCH948GKA* |  | EA*4X60*21A*+WALLCON | *9MA*1002122A** | 46000 | 12.5 | 16 | 48000 | 9 | 31400 | 1 | HRCU-A-CB |  |  | 340 | 1053 | Yes
5257242 | Discontinued | Systems | SOFTSOUND SXT+ R410A HP | COMFORTMAKER | CCH948GKA* |  | EA*4X60*24A* | *8MX*1102120** | 46000 | 12.5 | 16 | 47500 | 9.5 | 29800 | 1 | HRCU-A-CB |  |  | 340 | 998 | Yes
5257243 | Discontinued | Systems | SOFTSOUND SXT+ R410A HP | COMFORTMAKER | CCH948GKA* |  | EA*4X60*24A* | *8MX*1352420** | 45500 | 12.5 | 15.7 | 47500 | 9.5 | 30000 | 1 | HRCU-A-CB |  |  | 343 | 998 | Yes
5257371 | Discontinued | Systems | SOFTSOUND SXT+ R410A HP | COMFORTMAKER | CCH948GKA* |  | EA*4X60*24A* | *9MV*0802120A** | 45000 | 12.5 | 15.7 | 47000 | 9.2 | 29600 | 1 | HRCU-A-CB |  |  | 339 | 1031 | Yes
5257372 | Discontinued | Systems | SOFTSOUND SXT+ R410A HP | COMFORTMAKER | CCH948GKA* |  | EA*4X60*24A* | *9MV*1002120A** | 45000 | 12.5 | 15.7 | 46500 | 9.2 | 29400 | 1 | HRCU-A-CB |  |  | 339 | 1031 | Yes
5257352 | Discontinued | Systems | SOFTSOUND SXT+ R410A HP | COMFORTMAKER | CCH948GKA* |  | EA*4X60*24A* | *9MV*1202422A** | 45000 | 12.5 | 16 | 47000 | 9.2 | 29600 | 1 | HRCU-A-CB |  |  | 333 | 1031 | Yes
5257405 | Discontinued | Systems | SOFTSOUND SXT+ R410A HP | COMFORTMAKER | CCH948GKA* |  | EA*4X60*24A* | *9MX*0802120A** | 46000 | 12.5 | 15.5 | 48000 | 9.5 | 31400 | 1 | HRCU-A-CB |  |  | 351 | 998 | Yes
5257406 | Discontinued | Systems | SOFTSOUND SXT+ R410A HP | COMFORTMAKER | CCH948GKA* |  | EA*4X60*24A* | *9MX*1002120A** | 46000 | 12.5 | 15.7 | 48000 | 9 | 31400 | 1 | HRCU-A-CB |  |  | 347 | 1053 | Yes
5428393 | Discontinued | Systems | SOFTSOUND SXT+ R410A HP | COMFORTMAKER | CCH948GKA* |  | EA*4X60*24A* | MV16**21C* | 45500 | 12.5 | 16.2 | 47500 | 9 | 29800 | 1 | HRCU-A-CB |  |  | 333 | 1053 | Yes
5428394 | Discontinued | Systems | SOFTSOUND SXT+ R410A HP | COMFORTMAKER | CCH948GKA* |  | EA*4X60*24A* | MV20**24C* | 45000 | 12.5 | 16.2 | 47000 | 9 | 29600 | 1 | HRCU-A-CB |  |  | 329 | 1053 | Yes
5257295 | Discontinued | Systems | SOFTSOUND SXT+ R410A HP | COMFORTMAKER | CCH948GKA* |  | EA*4X60*24A*+WALLCON | *8MV*1102120** | 45500 | 12.5 | 16 | 47500 | 9.5 | 29800 | 1 | HRCU-A-CB |  |  | 337 | 998 | Yes
5257296 | Discontinued | Systems | SOFTSOUND SXT+ R410A HP | COMFORTMAKER | CCH948GKA* |  | EA*4X60*24A*+WALLCON | *8MV*1352422** | 45500 | 12.5 | 16.2 | 47500 | 9.5 | 29800 | 1 | HRCU-A-CB |  |  | 333 | 998 | Yes
5257403 | Discontinued | Systems | SOFTSOUND SXT+ R410A HP | COMFORTMAKER | CCH948GKA* |  | EA*4X60*24A*+WALLCON | *9MA*0802120A** | 45500 | 12.5 | 15.7 | 48000 | 9 | 31400 | 1 | HRCU-A-CB |  |  | 343 | 1053 | Yes
5257404 | Discontinued | Systems | SOFTSOUND SXT+ R410A HP | COMFORTMAKER | CCH948GKA* |  | EA*4X60*24A*+WALLCON | *9MA*1002122A** | 46000 | 12.5 | 16 | 48000 | 9 | 31400 | 1 | HRCU-A-CB |  |  | 340 | 1053 | Yes
5257339 | Discontinued | Systems | SOFTSOUND SXT+ R410A HP | COMFORTMAKER | CCH948GKA* |  | EA*4X60*24A*+WALLCON | *9MA*1202422A** | 45500 | 12.5 | 16 | 47500 | 9.5 | 30000 | 1 | HRCU-A-CB |  |  | 337 | 998 | Yes
5257298 | Discontinued | Systems | SOFTSOUND SXT+ R410A HP | COMFORTMAKER | CCH948GKA* |  | ED*4X48J**+WALLCON | *8MV*1352422** | 44500 | 12.5 | 16 | 47000 | 9.2 | 29800 | 1 | HRCU-A-CB |  |  | 329 | 1031 | Yes
5257249 | Discontinued | Systems | SOFTSOUND SXT+ R410A HP | COMFORTMAKER | CCH948GKA* |  | ED*4X60L** | *8MX*1102120** | 46000 | 12.5 | 16 | 47500 | 9.5 | 29800 | 1 | HRCU-A-CB |  |  | 340 | 998 | Yes
5257250 | Discontinued | Systems | SOFTSOUND SXT+ R410A HP | COMFORTMAKER | CCH948GKA* |  | ED*4X60L** | *8MX*1352420** | 45500 | 12.5 | 15.7 | 47500 | 9.5 | 30000 | 1 | HRCU-A-CB |  |  | 343 | 998 | Yes
5257353 | Discontinued | Systems | SOFTSOUND SXT+ R410A HP | COMFORTMAKER | CCH948GKA* |  | ED*4X60L** | *9MV*1202422A** | 45000 | 12.5 | 16 | 47000 | 9.2 | 29600 | 1 | HRCU-A-CB |  |  | 333 | 1031 | Yes
5257299 | Discontinued | Systems | SOFTSOUND SXT+ R410A HP | COMFORTMAKER | CCH948GKA* |  | ED*4X60L**+WALLCON | *8MV*1102120** | 45500 | 12.5 | 16 | 47500 | 9.5 | 29800 | 1 | HRCU-A-CB |  |  | 337 | 998 | Yes
5257300 | Discontinued | Systems | SOFTSOUND SXT+ R410A HP | COMFORTMAKER | CCH948GKA* |  | ED*4X60L**+WALLCON | *8MV*1352422** | 45500 | 12.5 | 16.2 | 47500 | 9.5 | 29800 | 1 | HRCU-A-CB |  |  | 333 | 998 | Yes
5257341 | Discontinued | Systems | SOFTSOUND SXT+ R410A HP | COMFORTMAKER | CCH948GKA* |  | ED*4X60L**+WALLCON | *9MA*1202422A** | 45500 | 12.5 | 16 | 47500 | 9.5 | 30000 | 1 | HRCU-A-CB |  |  | 337 | 998 | Yes
5257278 | Discontinued | Systems | SOFTSOUND SXT+ R410A HP | COMFORTMAKER | CCH948GKA* |  | EHD4X48A** | *8MX*1102120** | 45000 | 12.5 | 16 | 47000 | 9.2 | 29600 | 1 | HRCU-A-CB |  |  | 333 | 1031 | Yes
5257315 | Discontinued | Systems | SOFTSOUND SXT+ R410A HP | COMFORTMAKER | CCH948GKA* |  | EHD4X48A**+WALLCON | *8MV*1352422** | 45000 | 12.5 | 16 | 47500 | 9.5 | 29800 | 1 | HRCU-A-CB |  |  | 333 | 998 | Yes
5257434 | Discontinued | Systems | SOFTSOUND SXT+ R410A HP | COMFORTMAKER | CCH948GKA* |  | EHD4X48A**+WALLCON | *9MA*1002122A** | 45500 | 12.5 | 15.7 | 48000 | 9 | 31400 | 1 | HRCU-A-CB |  |  | 343 | 1053 | Yes
5257283 | Discontinued | Systems | SOFTSOUND SXT+ R410A HP | COMFORTMAKER | CCH948GKA* |  | EHD4X60A** | *8MX*0902116** | 46000 | 12.5 | 16.2 | 48000 | 9.5 | 30000 | 1 | HRCU-A-CB |  |  | 336 | 998 | Yes
5257284 | Discontinued | Systems | SOFTSOUND SXT+ R410A HP | COMFORTMAKER | CCH948GKA* |  | EHD4X60A** | *8MX*1102120** | 46000 | 12.5 | 16.2 | 47500 | 9.5 | 29800 | 1 | HRCU-A-CB |  |  | 336 | 998 | Yes
5257285 | Discontinued | Systems | SOFTSOUND SXT+ R410A HP | COMFORTMAKER | CCH948GKA* |  | EHD4X60A** | *8MX*1352420** | 46000 | 12.5 | 16 | 47500 | 9.5 | 30000 | 1 | HRCU-A-CB |  |  | 340 | 998 | Yes
5257385 | Discontinued | Systems | SOFTSOUND SXT+ R410A HP | COMFORTMAKER | CCH948GKA* |  | EHD4X60A** | *9MV*0802120A** | 45500 | 12.5 | 16 | 47000 | 9.2 | 29600 | 1 | HRCU-A-CB |  |  | 337 | 1031 | Yes
5257386 | Discontinued | Systems | SOFTSOUND SXT+ R410A HP | COMFORTMAKER | CCH948GKA* |  | EHD4X60A** | *9MV*1002120A** | 45000 | 12.5 | 16 | 47000 | 9.2 | 29400 | 1 | HRCU-A-CB |  |  | 333 | 1031 | Yes
5257364 | Discontinued | Systems | SOFTSOUND SXT+ R410A HP | COMFORTMAKER | CCH948GKA* |  | EHD4X60A** | *9MV*1202422A** | 45500 | 12.5 | 16 | 47000 | 9.5 | 29600 | 1 | HRCU-A-CB |  |  | 337 | 998 | Yes
5257440 | Discontinued | Systems | SOFTSOUND SXT+ R410A HP | COMFORTMAKER | CCH948GKA* |  | EHD4X60A** | *9MX*0802120A** | 46500 | 12.5 | 15.7 | 48000 | 9.5 | 31400 | 1 | HRCU-A-CB |  |  | 351 | 998 | Yes
5257441 | Discontinued | Systems | SOFTSOUND SXT+ R410A HP | COMFORTMAKER | CCH948GKA* |  | EHD4X60A** | *9MX*1002120A** | 46500 | 12.5 | 16 | 48000 | 9.5 | 31400 | 1 | HRCU-A-CB |  |  | 344 | 998 | Yes
5257337 | Discontinued | Systems | SOFTSOUND SXT+ R410A HP | COMFORTMAKER | CCH948GKA* |  | EHD4X60A** | *9MX*1202422A** | 46000 | 12.5 | 15.7 | 48000 | 9.5 | 30000 | 1 | HRCU-A-CB |  |  | 347 | 998 | Yes
5428405 | Discontinued | Systems | SOFTSOUND SXT+ R410A HP | COMFORTMAKER | CCH948GKA* |  | EHD4X60A** | MV16**21C* | 45500 | 12.5 | 16.5 | 47500 | 9 | 29800 | 1 | HRCU-A-CB |  |  | 326 | 1053 | Yes
5428406 | Discontinued | Systems | SOFTSOUND SXT+ R410A HP | COMFORTMAKER | CCH948GKA* |  | EHD4X60A** | MV20**24C* | 45500 | 12.7 | 16.5 | 47000 | 9 | 29600 | 1 | HRCU-A-CB |  |  | 326 | 1053 | Yes
5257316 | Discontinued | Systems | SOFTSOUND SXT+ R410A HP | COMFORTMAKER | CCH948GKA* |  | EHD4X60A**+WALLCON | *8MV*0901716** | 45500 | 12.5 | 16.2 | 47500 | 9.5 | 30000 | 1 | HRCU-A-CB |  |  | 333 | 998 | Yes
5257317 | Discontinued | Systems | SOFTSOUND SXT+ R410A HP | COMFORTMAKER | CCH948GKA* |  | EHD4X60A**+WALLCON | *8MV*1102120** | 45500 | 12.5 | 16.2 | 47500 | 9.5 | 29800 | 1 | HRCU-A-CB |  |  | 333 | 998 | Yes
5257318 | Discontinued | Systems | SOFTSOUND SXT+ R410A HP | COMFORTMAKER | CCH948GKA* |  | EHD4X60A**+WALLCON | *8MV*1352422** | 45500 | 12.7 | 16.5 | 47500 | 9.5 | 29800 | 1 | HRCU-A-CB |  |  | 326 | 998 | Yes
5257438 | Discontinued | Systems | SOFTSOUND SXT+ R410A HP | COMFORTMAKER | CCH948GKA* |  | EHD4X60A**+WALLCON | *9MA*0802120A** | 46000 | 12.5 | 16 | 48000 | 9 | 31400 | 1 | HRCU-A-CB |  |  | 340 | 1053 | Yes
5257439 | Discontinued | Systems | SOFTSOUND SXT+ R410A HP | COMFORTMAKER | CCH948GKA* |  | EHD4X60A**+WALLCON | *9MA*1002122A** | 46000 | 12.7 | 16 | 48000 | 9.5 | 31400 | 1 | HRCU-A-CB |  |  | 340 | 998 | Yes
5257347 | Discontinued | Systems | SOFTSOUND SXT+ R410A HP | COMFORTMAKER | CCH948GKA* |  | EHD4X60A**+WALLCON | *9MA*1202422A** | 45500 | 12.5 | 16 | 47500 | 9.5 | 30000 | 1 | HRCU-A-CB |  |  | 337 | 998 | Yes
5257257 | Discontinued | Systems | SOFTSOUND SXT+ R410A HP | COMFORTMAKER | CCH948GKA* |  | EN(A,D)4X48*24** | *8MX*1102120** | 45000 | 12.5 | 16 | 47000 | 9 | 29600 | 1 | HRCU-A-CB |  |  | 333 | 1053 | Yes
5257304 | Discontinued | Systems | SOFTSOUND SXT+ R410A HP | COMFORTMAKER | CCH948GKA* |  | EN(A,D)4X48*24**+WALLCON | *8MV*1352422** | 44500 | 12.5 | 16 | 47000 | 9.2 | 29600 | 1 | HRCU-A-CB |  |  | 329 | 1031 | Yes
5257414 | Discontinued | Systems | SOFTSOUND SXT+ R410A HP | COMFORTMAKER | CCH948GKA* |  | EN(A,D)4X48*24**+WALLCON | *9MA*1002122A** | 45000 | 12.5 | 15.7 | 48000 | 9 | 31200 | 1 | HRCU-A-CB |  |  | 339 | 1053 | Yes
5257254 | Discontinued | Systems | SOFTSOUND SXT+ R410A HP | COMFORTMAKER | CCH948GKA* |  | EN(A,D,W)4X48*21** | *8MX*1102120** | 45000 | 12.5 | 16 | 47000 | 9 | 29600 | 1 | HRCU-A-CB |  |  | 333 | 1053 | Yes
5257409 | Discontinued | Systems | SOFTSOUND SXT+ R410A HP | COMFORTMAKER | CCH948GKA* |  | EN(A,D,W)4X48*21**+WALLCON | *9MA*1002122A** | 45000 | 12.5 | 15.7 | 48000 | 9 | 31200 | 1 | HRCU-A-CB |  |  | 339 | 1053 | Yes
5257261 | Discontinued | Systems | SOFTSOUND SXT+ R410A HP | COMFORTMAKER | CCH948GKA* |  | EN(A,D,W)4X60*24** | *8MX*1102120** | 46000 | 12.5 | 16.2 | 48000 | 9.5 | 29800 | 1 | HRCU-A-CB |  |  | 336 | 998 | Yes
5257262 | Discontinued | Systems | SOFTSOUND SXT+ R410A HP | COMFORTMAKER | CCH948GKA* |  | EN(A,D,W)4X60*24** | *8MX*1352420** | 46000 | 12.5 | 16 | 48000 | 9.5 | 30000 | 1 | HRCU-A-CB |  |  | 340 | 998 | Yes
5257377 | Discontinued | Systems | SOFTSOUND SXT+ R410A HP | COMFORTMAKER | CCH948GKA* |  | EN(A,D,W)4X60*24** | *9MV*0802120A** | 45000 | 12.5 | 16 | 47000 | 9.2 | 29600 | 1 | HRCU-A-CB |  |  | 333 | 1031 | Yes
5257378 | Discontinued | Systems | SOFTSOUND SXT+ R410A HP | COMFORTMAKER | CCH948GKA* |  | EN(A,D,W)4X60*24** | *9MV*1002120A** | 45000 | 12.5 | 16 | 46500 | 9.2 | 29400 | 1 | HRCU-A-CB |  |  | 333 | 1031 | Yes
5257356 | Discontinued | Systems | SOFTSOUND SXT+ R410A HP | COMFORTMAKER | CCH948GKA* |  | EN(A,D,W)4X60*24** | *9MV*1202422A** | 45000 | 12.5 | 16 | 47000 | 9.5 | 29600 | 1 | HRCU-A-CB |  |  | 333 | 998 | Yes
5257420 | Discontinued | Systems | SOFTSOUND SXT+ R410A HP | COMFORTMAKER | CCH948GKA* |  | EN(A,D,W)4X60*24** | *9MX*0802120A** | 46000 | 12.5 | 15.5 | 48000 | 9.5 | 31400 | 1 | HRCU-A-CB |  |  | 351 | 998 | Yes
5257421 | Discontinued | Systems | SOFTSOUND SXT+ R410A HP | COMFORTMAKER | CCH948GKA* |  | EN(A,D,W)4X60*24** | *9MX*1002120A** | 46000 | 12.5 | 15.7 | 48000 | 9.5 | 31400 | 1 | HRCU-A-CB |  |  | 347 | 998 | Yes
5428398 | Discontinued | Systems | SOFTSOUND SXT+ R410A HP | COMFORTMAKER | CCH948GKA* |  | EN(A,D,W)4X60*24** | MV16**21C* | 45500 | 12.5 | 16.2 | 47500 | 9 | 29800 | 1 | HRCU-A-CB |  |  | 333 | 1053 | Yes
5428399 | Discontinued | Systems | SOFTSOUND SXT+ R410A HP | COMFORTMAKER | CCH948GKA* |  | EN(A,D,W)4X60*24** | MV20**24C* | 45000 | 12.5 | 16.5 | 47000 | 9 | 29600 | 1 | HRCU-A-CB |  |  | 323 | 1053 | Yes
5257305 | Discontinued | Systems | SOFTSOUND SXT+ R410A HP | COMFORTMAKER | CCH948GKA* |  | EN(A,D,W)4X60*24**+WALLCON | *8MV*1102120** | 45500 | 12.5 | 16.2 | 48000 | 9.5 | 29800 | 1 | HRCU-A-CB |  |  | 333 | 998 | Yes
5257306 | Discontinued | Systems | SOFTSOUND SXT+ R410A HP | COMFORTMAKER | CCH948GKA* |  | EN(A,D,W)4X60*24**+WALLCON | *8MV*1352422** | 45500 | 12.5 | 16.2 | 47000 | 9.5 | 29800 | 1 | HRCU-A-CB |  |  | 333 | 998 | Yes
5257418 | Discontinued | Systems | SOFTSOUND SXT+ R410A HP | COMFORTMAKER | CCH948GKA* |  | EN(A,D,W)4X60*24**+WALLCON | *9MA*0802120A** | 45500 | 12.5 | 16 | 48000 | 9 | 31400 | 1 | HRCU-A-CB |  |  | 337 | 1053 | Yes
5257419 | Discontinued | Systems | SOFTSOUND SXT+ R410A HP | COMFORTMAKER | CCH948GKA* |  | EN(A,D,W)4X60*24**+WALLCON | *9MA*1002122A** | 46000 | 12.5 | 16 | 48000 | 9 | 31200 | 1 | HRCU-A-CB |  |  | 340 | 1053 | Yes
5257343 | Discontinued | Systems | SOFTSOUND SXT+ R410A HP | COMFORTMAKER | CCH948GKA* |  | EN(A,D,W)4X60*24**+WALLCON | *9MA*1202422A** | 45000 | 12.5 | 16 | 48000 | 9 | 30000 | 1 | HRCU-A-CB |  |  | 333 | 1053 | Yes
5257266 | Discontinued | Systems | SOFTSOUND SXT+ R410A HP | COMFORTMAKER | CCH948GKA* |  | ENH4X48*21** | *8MX*1102120** | 45000 | 12.5 | 16 | 47000 | 9 | 29600 | 1 | HRCU-A-CB |  |  | 333 | 1053 | Yes
5257309 | Discontinued | Systems | SOFTSOUND SXT+ R410A HP | COMFORTMAKER | CCH948GKA* |  | ENH4X48*21**+WALLCON | *8MV*1352422** | 44500 | 12.5 | 16 | 47000 | 9.2 | 29600 | 1 | HRCU-A-CB |  |  | 329 | 1031 | Yes
5257424 | Discontinued | Systems | SOFTSOUND SXT+ R410A HP | COMFORTMAKER | CCH948GKA* |  | ENH4X48*21**+WALLCON | *9MA*1002122A** | 45000 | 12.5 | 15.7 | 48000 | 9 | 31200 | 1 | HRCU-A-CB |  |  | 339 | 1053 | Yes
5257272 | Discontinued | Systems | SOFTSOUND SXT+ R410A HP | COMFORTMAKER | CCH948GKA* |  | ENH4X60*24** | *8MX*1102120** | 46000 | 12.5 | 16.2 | 48000 | 9.5 | 29800 | 1 | HRCU-A-CB |  |  | 336 | 998 | Yes
5257273 | Discontinued | Systems | SOFTSOUND SXT+ R410A HP | COMFORTMAKER | CCH948GKA* |  | ENH4X60*24** | *8MX*1352420** | 46000 | 12.5 | 16 | 48000 | 9.5 | 30000 | 1 | HRCU-A-CB |  |  | 340 | 998 | Yes
5257381 | Discontinued | Systems | SOFTSOUND SXT+ R410A HP | COMFORTMAKER | CCH948GKA* |  | ENH4X60*24** | *9MV*0802120A** | 45000 | 12.5 | 16 | 47000 | 9.2 | 29600 | 1 | HRCU-A-CB |  |  | 333 | 1031 | Yes
5257382 | Discontinued | Systems | SOFTSOUND SXT+ R410A HP | COMFORTMAKER | CCH948GKA* |  | ENH4X60*24** | *9MV*1002120A** | 45000 | 12.5 | 16 | 46500 | 9.2 | 29400 | 1 | HRCU-A-CB |  |  | 333 | 1031 | Yes
5257360 | Discontinued | Systems | SOFTSOUND SXT+ R410A HP | COMFORTMAKER | CCH948GKA* |  | ENH4X60*24** | *9MV*1202422A** | 45000 | 12.5 | 16 | 47000 | 9.5 | 29600 | 1 | HRCU-A-CB |  |  | 333 | 998 | Yes
5257430 | Discontinued | Systems | SOFTSOUND SXT+ R410A HP | COMFORTMAKER | CCH948GKA* |  | ENH4X60*24** | *9MX*0802120A** | 46000 | 12.5 | 15.5 | 48000 | 9.5 | 31400 | 1 | HRCU-A-CB |  |  | 351 | 998 | Yes
5257431 | Discontinued | Systems | SOFTSOUND SXT+ R410A HP | COMFORTMAKER | CCH948GKA* |  | ENH4X60*24** | *9MX*1002120A** | 46000 | 12.5 | 15.7 | 48000 | 9.5 | 31400 | 1 | HRCU-A-CB |  |  | 347 | 998 | Yes
5428401 | Discontinued | Systems | SOFTSOUND SXT+ R410A HP | COMFORTMAKER | CCH948GKA* |  | ENH4X60*24** | MV16**21C* | 45500 | 12.5 | 16.2 | 47500 | 9 | 29800 | 1 | HRCU-A-CB |  |  | 333 | 1053 | Yes
5428402 | Discontinued | Systems | SOFTSOUND SXT+ R410A HP | COMFORTMAKER | CCH948GKA* |  | ENH4X60*24** | MV20**24C* | 45000 | 12.5 | 16.5 | 47000 | 9 | 29600 | 1 | HRCU-A-CB |  |  | 323 | 1053 | Yes
5257310 | Discontinued | Systems | SOFTSOUND SXT+ R410A HP | COMFORTMAKER | CCH948GKA* |  | ENH4X60*24**+WALLCON | *8MV*0901716** | 45000 | 12.5 | 16 | 48000 | 9 | 30000 | 1 | HRCU-A-CB |  |  | 333 | 1053 | Yes
5257311 | Discontinued | Systems | SOFTSOUND SXT+ R410A HP | COMFORTMAKER | CCH948GKA* |  | ENH4X60*24**+WALLCON | *8MV*1102120** | 45500 | 12.5 | 16.2 | 48000 | 9.5 | 29800 | 1 | HRCU-A-CB |  |  | 333 | 998 | Yes
5257312 | Discontinued | Systems | SOFTSOUND SXT+ R410A HP | COMFORTMAKER | CCH948GKA* |  | ENH4X60*24**+WALLCON | *8MV*1352422** | 45500 | 12.5 | 16.2 | 47000 | 9.5 | 29800 | 1 | HRCU-A-CB |  |  | 333 | 998 | Yes
5257428 | Discontinued | Systems | SOFTSOUND SXT+ R410A HP | COMFORTMAKER | CCH948GKA* |  | ENH4X60*24**+WALLCON | *9MA*0802120A** | 45500 | 12.5 | 16 | 48000 | 9 | 31400 | 1 | HRCU-A-CB |  |  | 337 | 1053 | Yes
5257429 | Discontinued | Systems | SOFTSOUND SXT+ R410A HP | COMFORTMAKER | CCH948GKA* |  | ENH4X60*24**+WALLCON | *9MA*1002122A** | 46000 | 12.5 | 16 | 48000 | 9 | 31200 | 1 | HRCU-A-CB |  |  | 340 | 1053 | Yes
5257345 | Discontinued | Systems | SOFTSOUND SXT+ R410A HP | COMFORTMAKER | CCH948GKA* |  | ENH4X60*24**+WALLCON | *9MA*1202422A** | 45000 | 12.5 | 16 | 48000 | 9 | 30000 | 1 | HRCU-A-CB |  |  | 333 | 1053 | Yes
5257319 | Discontinued | Systems | SOFTSOUND SXT+ R410A HP | COMFORTMAKER | CCH948GKA* |  | FCM4X48****+WALLCON |  | 45500 | 12.5 | 16.2 | 47000 | 9 | 29600 | 1 | HRCU-A-CB |  |  | 333 | 1053 | Yes
5257213 | Discontinued | Systems | SOFTSOUND SXT+ R410A HP | COMFORTMAKER | CCH948GKA* |  | FCM4X60****+WALLCON |  | 46500 | 13 | 16.8 | 48000 | 9.5 | 29600 | 1 | HRCU-A-CB | Yes |  | 328 | 998 | Yes
5257462 | Discontinued | Systems | SOFTSOUND SXT+ R410A HP | COMFORTMAKER | CCH948GKA* |  | FVM4X48**** |  | 45500 | 12.5 | 16.2 | 47000 | 9 | 29600 | 1 | HRCU-A-CB |  |  | 333 | 1053 | Yes
5257463 | Discontinued | Systems | SOFTSOUND SXT+ R410A HP | COMFORTMAKER | CCH948GKA* |  | FVM4X60**** |  | 46500 | 13 | 16.7 | 48000 | 9.5 | 29600 | 1 | HRCU-A-CB |  |  | 330 | 998 | Yes
5546370 | Active | Systems | SOFTSOUND SXT+ R410A HP | COMFORTMAKER | CCH948GKA2* |  | EA*4X48*24A* | *8MX*1102120** | 45500 | 12.5 | 16.2 | 47500 | 9 | 29800 | 1 | HRCU-A-CB |  |  | 333 | 1053 | Yes
5546593 | Active | Systems | SOFTSOUND SXT+ R410A HP | COMFORTMAKER | CCH948GKA2* |  | EA*4X48*24A* | MV16**21C* | 45500 | 12.5 | 16.2 | 48000 | 9 | 29800 | 1 | HRCU-A-CB |  |  | 333 | 1053 | Yes
5546594 | Active | Systems | SOFTSOUND SXT+ R410A HP | COMFORTMAKER | CCH948GKA2* |  | EA*4X48*24A* | MV20**24C* | 45000 | 12.5 | 16.2 | 47500 | 9 | 29600 | 1 | HRCU-A-CB |  |  | 329 | 1053 | Yes
5546429 | Active | Systems | SOFTSOUND SXT+ R410A HP | COMFORTMAKER | CCH948GKA2* |  | EA*4X48*24A*+WALLCON | *8MV*1102120** | 45000 | 12.5 | 16 | 48000 | 9 | 29800 | 1 | HRCU-A-CB |  |  | 333 | 1053 | Yes
5546431 | Active | Systems | SOFTSOUND SXT+ R410A HP | COMFORTMAKER | CCH948GKA2* |  | EA*4X48*24A*+WALLCON | *8MV*1352422** | 45000 | 12.5 | 16.2 | 47500 | 9 | 29800 | 1 | HRCU-A-CB |  |  | 329 | 1053 | Yes
5546375 | Active | Systems | SOFTSOUND SXT+ R410A HP | COMFORTMAKER | CCH948GKA2* |  | EA*4X60*21A* | *8MX*1102120** | 46000 | 12.7 | 16.2 | 48000 | 9.5 | 29800 | 1 | HRCU-A-CB |  |  | 336 | 998 | Yes
5546564 | Active | Systems | SOFTSOUND SXT+ R410A HP | COMFORTMAKER | CCH948GKA2* |  | EA*4X60*21A* | *9MV*0802120A** | 45000 | 12.5 | 16 | 47500 | 9 | 29600 | 1 | HRCU-A-CB |  |  | 333 | 1053 | Yes
5546565 | Active | Systems | SOFTSOUND SXT+ R410A HP | COMFORTMAKER | CCH948GKA2* |  | EA*4X60*21A* | *9MV*1002120A** | 45000 | 12.5 | 16 | 47000 | 9 | 29600 | 1 | HRCU-A-CB |  |  | 333 | 1053 | Yes
5546497 | Active | Systems | SOFTSOUND SXT+ R410A HP | COMFORTMAKER | CCH948GKA2* |  | EA*4X60*21A* | *9MX*1002120A** | 46000 | 12.5 | 16 | 48000 | 9.2 | 30000 | 1 | HRCU-A-CB |  |  | 340 | 1031 | Yes
5546595 | Active | Systems | SOFTSOUND SXT+ R410A HP | COMFORTMAKER | CCH948GKA2* |  | EA*4X60*21A* | MV16**21C* | 46500 | 12.7 | 16.5 | 48000 | 9.5 | 29800 | 1 | HRCU-A-CB |  |  | 334 | 998 | Yes
5546432 | Active | Systems | SOFTSOUND SXT+ R410A HP | COMFORTMAKER | CCH948GKA2* |  | EA*4X60*21A*+WALLCON | *8MV*0901716** | 46000 | 12.5 | 16.2 | 48000 | 9.2 | 30000 | 1 | HRCU-A-CB |  |  | 336 | 1031 | Yes
5546433 | Active | Systems | SOFTSOUND SXT+ R410A HP | COMFORTMAKER | CCH948GKA2* |  | EA*4X60*21A*+WALLCON | *8MV*1102120** | 46000 | 12.7 | 16.2 | 48000 | 9.2 | 30000 | 1 | HRCU-A-CB |  |  | 336 | 1031 | Yes
5546494 | Active | Systems | SOFTSOUND SXT+ R410A HP | COMFORTMAKER | CCH948GKA2* |  | EA*4X60*21A*+WALLCON | *9MA*0802120A** | 45500 | 12.5 | 16 | 48000 | 9 | 30200 | 1 | HRCU-A-CB |  |  | 337 | 1053 | Yes
5546495 | Active | Systems | SOFTSOUND SXT+ R410A HP | COMFORTMAKER | CCH948GKA2* |  | EA*4X60*21A*+WALLCON | *9MA*1002122A** | 46000 | 12.7 | 16.2 | 48000 | 9 | 30000 | 1 | HRCU-A-CB |  |  | 336 | 1053 | Yes
5546378 | Active | Systems | SOFTSOUND SXT+ R410A HP | COMFORTMAKER | CCH948GKA2* |  | EA*4X60*24A* | *8MX*0902116** | 46000 | 12.5 | 16.2 | 48000 | 9.2 | 30200 | 1 | HRCU-A-CB |  |  | 336 | 1031 | Yes
5546379 | Active | Systems | SOFTSOUND SXT+ R410A HP | COMFORTMAKER | CCH948GKA2* |  | EA*4X60*24A* | *8MX*1102120** | 46500 | 12.7 | 16.2 | 48000 | 9.5 | 29800 | 1 | HRCU-A-CB |  |  | 340 | 998 | Yes
5546380 | Active | Systems | SOFTSOUND SXT+ R410A HP | COMFORTMAKER | CCH948GKA2* |  | EA*4X60*24A* | *8MX*1352420** | 46000 | 12.5 | 16 | 48000 | 9.5 | 30000 | 1 | HRCU-A-CB |  |  | 340 | 998 | Yes
5546566 | Active | Systems | SOFTSOUND SXT+ R410A HP | COMFORTMAKER | CCH948GKA2* |  | EA*4X60*24A* | *9MV*0802120A** | 45000 | 12.5 | 16 | 47500 | 9 | 29600 | 1 | HRCU-A-CB |  |  | 333 | 1053 | Yes
5546567 | Active | Systems | SOFTSOUND SXT+ R410A HP | COMFORTMAKER | CCH948GKA2* |  | EA*4X60*24A* | *9MV*1002120A** | 45000 | 12.5 | 16 | 47000 | 9 | 29600 | 1 | HRCU-A-CB |  |  | 333 | 1053 | Yes
5546568 | Active | Systems | SOFTSOUND SXT+ R410A HP | COMFORTMAKER | CCH948GKA2* |  | EA*4X60*24A* | *9MV*1202422A** | 45000 | 12.7 | 16 | 47500 | 9 | 29600 | 1 | HRCU-A-CB |  |  | 333 | 1053 | Yes
5546502 | Active | Systems | SOFTSOUND SXT+ R410A HP | COMFORTMAKER | CCH948GKA2* |  | EA*4X60*24A* | *9MX*1002120A** | 46000 | 12.5 | 16 | 48000 | 9.2 | 30000 | 1 | HRCU-A-CB |  |  | 340 | 1031 | Yes
5546463 | Active | Systems | SOFTSOUND SXT+ R410A HP | COMFORTMAKER | CCH948GKA2* |  | EA*4X60*24A* | *9MX*1202422A** | 46000 | 12.5 | 15.7 | 48000 | 9.5 | 30000 | 1 | HRCU-A-CB |  |  | 347 | 998 | Yes
5546596 | Active | Systems | SOFTSOUND SXT+ R410A HP | COMFORTMAKER | CCH948GKA2* |  | EA*4X60*24A* | MV16**21C* | 46500 | 12.7 | 16.5 | 48000 | 9.5 | 29800 | 1 | HRCU-A-CB |  |  | 334 | 998 | Yes
5546597 | Active | Systems | SOFTSOUND SXT+ R410A HP | COMFORTMAKER | CCH948GKA2* |  | EA*4X60*24A* | MV20**24C* | 46000 | 12.7 | 16.5 | 47500 | 9.5 | 29800 | 1 | HRCU-A-CB |  |  | 330 | 998 | Yes
5546550 | Active | Systems | SOFTSOUND SXT+ R410A HP | COMFORTMAKER | CCH948GKA2* |  | EA*4X60*24A* | OMV154L20A | 46000 | 12.5 | 16.2 | 48000 | 9.2 | 30000 | 1 | HRCU-A-CB |  |  | 336 | 1031 | Yes
5546434 | Active | Systems | SOFTSOUND SXT+ R410A HP | COMFORTMAKER | CCH948GKA2* |  | EA*4X60*24A*+WALLCON | *8MV*1102120** | 46000 | 12.7 | 16.2 | 48000 | 9.2 | 30000 | 1 | HRCU-A-CB |  |  | 336 | 1031 | Yes
5546435 | Active | Systems | SOFTSOUND SXT+ R410A HP | COMFORTMAKER | CCH948GKA2* |  | EA*4X60*24A*+WALLCON | *8MV*1352422** | 46000 | 12.7 | 16.5 | 48000 | 9.5 | 29800 | 1 | HRCU-A-CB |  |  | 330 | 998 | Yes
5546499 | Active | Systems | SOFTSOUND SXT+ R410A HP | COMFORTMAKER | CCH948GKA2* |  | EA*4X60*24A*+WALLCON | *9MA*0802120A** | 46000 | 12.5 | 16 | 48000 | 9 | 30200 | 1 | HRCU-A-CB |  |  | 340 | 1053 | Yes
5546500 | Active | Systems | SOFTSOUND SXT+ R410A HP | COMFORTMAKER | CCH948GKA2* |  | EA*4X60*24A*+WALLCON | *9MA*1002122A** | 46000 | 12.7 | 16.2 | 48000 | 9 | 30000 | 1 | HRCU-A-CB |  |  | 336 | 1053 | Yes
5546476 | Active | Systems | SOFTSOUND SXT+ R410A HP | COMFORTMAKER | CCH948GKA2* |  | EA*4X60*24A*+WALLCON | *9MA*1202422A** | 46000 | 12.5 | 16 | 48000 | 9.2 | 30000 | 1 | HRCU-A-CB |  |  | 340 | 1031 | Yes
5546412 | Active | Systems | SOFTSOUND SXT+ R410A HP | COMFORTMAKER | CCH948GKA2* |  | EHD4X48A** | *8MX*1102120** | 45500 | 12.5 | 16.2 | 48000 | 9 | 29800 | 1 | HRCU-A-CB |  |  | 333 | 1053 | Yes
5546585 | Active | Systems | SOFTSOUND SXT+ R410A HP | COMFORTMAKER | CCH948GKA2* |  | EHD4X48A** | *9MV*0802120A** | 44500 | 12.5 | 15.7 | 47500 | 9 | 29600 | 1 | HRCU-A-CB |  |  | 336 | 1053 | Yes
5546586 | Active | Systems | SOFTSOUND SXT+ R410A HP | COMFORTMAKER | CCH948GKA2* |  | EHD4X48A** | *9MV*1002120A** | 44500 | 12.5 | 16 | 47000 | 9 | 29400 | 1 | HRCU-A-CB |  |  | 329 | 1053 | Yes
5546587 | Active | Systems | SOFTSOUND SXT+ R410A HP | COMFORTMAKER | CCH948GKA2* |  | EHD4X48A** | *9MV*1202422A** | 44500 | 12.5 | 16 | 47500 | 9 | 29600 | 1 | HRCU-A-CB |  |  | 329 | 1053 | Yes
5546606 | Active | Systems | SOFTSOUND SXT+ R410A HP | COMFORTMAKER | CCH948GKA2* |  | EHD4X48A** | MV16**21C* | 46000 | 12.5 | 16.2 | 48000 | 9.2 | 30000 | 1 | HRCU-A-CB |  |  | 336 | 1031 | Yes
5546607 | Active | Systems | SOFTSOUND SXT+ R410A HP | COMFORTMAKER | CCH948GKA2* |  | EHD4X48A** | MV20**24C* | 45500 | 12.5 | 16.2 | 47500 | 9.2 | 29800 | 1 | HRCU-A-CB |  |  | 333 | 1031 | Yes
5546452 | Active | Systems | SOFTSOUND SXT+ R410A HP | COMFORTMAKER | CCH948GKA2* |  | EHD4X48A**+WALLCON | *8MV*1102120** | 45500 | 12.5 | 16.2 | 48000 | 9 | 30000 | 1 | HRCU-A-CB |  |  | 333 | 1053 | Yes
5546453 | Active | Systems | SOFTSOUND SXT+ R410A HP | COMFORTMAKER | CCH948GKA2* |  | EHD4X48A**+WALLCON | *8MV*1352422** | 45500 | 12.7 | 16.2 | 48000 | 9.2 | 29800 | 1 | HRCU-A-CB |  |  | 333 | 1031 | Yes
5546530 | Active | Systems | SOFTSOUND SXT+ R410A HP | COMFORTMAKER | CCH948GKA2* |  | EHD4X48A**+WALLCON | *9MA*1002122A** | 45500 | 12.5 | 16 | 48000 | 9 | 30000 | 1 | HRCU-A-CB |  |  | 337 | 1053 | Yes
5546418 | Active | Systems | SOFTSOUND SXT+ R410A HP | COMFORTMAKER | CCH948GKA2* |  | EHD4X60A** | *8MX*0902116** | 46500 | 12.5 | 16.2 | 48000 | 9.5 | 30200 | 1 | HRCU-A-CB |  |  | 340 | 998 | Yes
5546419 | Active | Systems | SOFTSOUND SXT+ R410A HP | COMFORTMAKER | CCH948GKA2* |  | EHD4X60A** | *8MX*1102120** | 46500 | 12.7 | 16.5 | 48000 | 9.5 | 29800 | 1 | HRCU-A-CB |  |  | 334 | 998 | Yes
5546420 | Active | Systems | SOFTSOUND SXT+ R410A HP | COMFORTMAKER | CCH948GKA2* |  | EHD4X60A** | *8MX*1352420** | 46500 | 12.7 | 16.2 | 48000 | 9.5 | 30000 | 1 | HRCU-A-CB |  |  | 340 | 998 | Yes
5546589 | Active | Systems | SOFTSOUND SXT+ R410A HP | COMFORTMAKER | CCH948GKA2* |  | EHD4X60A** | *9MV*0802120A** | 45500 | 12.7 | 16.2 | 47500 | 9 | 29600 | 1 | HRCU-A-CB |  |  | 333 | 1053 | Yes
5546590 | Active | Systems | SOFTSOUND SXT+ R410A HP | COMFORTMAKER | CCH948GKA2* |  | EHD4X60A** | *9MV*1002120A** | 45000 | 12.7 | 16.2 | 47500 | 9 | 29600 | 1 | HRCU-A-CB |  |  | 329 | 1053 | Yes
5546591 | Active | Systems | SOFTSOUND SXT+ R410A HP | COMFORTMAKER | CCH948GKA2* |  | EHD4X60A** | *9MV*1202422A** | 45500 | 12.7 | 16.2 | 47500 | 9 | 29600 | 1 | HRCU-A-CB |  |  | 333 | 1053 | Yes
5546536 | Active | Systems | SOFTSOUND SXT+ R410A HP | COMFORTMAKER | CCH948GKA2* |  | EHD4X60A** | *9MX*0802120A** | 46500 | 12.5 | 16 | 48000 | 9.5 | 30200 | 1 | HRCU-A-CB |  |  | 344 | 998 | Yes
5546537 | Active | Systems | SOFTSOUND SXT+ R410A HP | COMFORTMAKER | CCH948GKA2* |  | EHD4X60A** | *9MX*1002120A** | 46500 | 12.5 | 16.2 | 48000 | 9.5 | 30000 | 1 | HRCU-A-CB |  |  | 340 | 998 | Yes
5546474 | Active | Systems | SOFTSOUND SXT+ R410A HP | COMFORTMAKER | CCH948GKA2* |  | EHD4X60A** | *9MX*1202422A** | 46500 | 12.5 | 16 | 48000 | 9.5 | 30200 | 1 | HRCU-A-CB |  |  | 344 | 998 | Yes
5546608 | Active | Systems | SOFTSOUND SXT+ R410A HP | COMFORTMAKER | CCH948GKA2* |  | EHD4X60A** | MV16**21C* | 46500 | 12.7 | 16.7 | 48000 | 9.5 | 29800 | 1 | HRCU-A-CB |  |  | 330 | 998 | Yes
5546609 | Active | Systems | SOFTSOUND SXT+ R410A HP | COMFORTMAKER | CCH948GKA2* |  | EHD4X60A** | MV20**24C* | 46500 | 12.7 | 16.7 | 48000 | 9.5 | 29600 | 1 | HRCU-A-CB |  |  | 330 | 998 | Yes
5546548 | Active | Systems | SOFTSOUND SXT+ R410A HP | COMFORTMAKER | CCH948GKA2* |  | EHD4X60A** | NOMV156E19* | 46000 | 12.5 | 15.7 | 48000 | 8.5 | 30000 | 1 | HRCU-A-CB |  |  | 347 | 1115 | Yes
5546555 | Active | Systems | SOFTSOUND SXT+ R410A HP | COMFORTMAKER | CCH948GKA2* |  | EHD4X60A** | OMV154L20A | 46500 | 12.5 | 16.2 | 48000 | 9.2 | 30000 | 1 | HRCU-A-CB |  |  | 340 | 1031 | Yes
5546454 | Active | Systems | SOFTSOUND SXT+ R410A HP | COMFORTMAKER | CCH948GKA2* |  | EHD4X60A**+WALLCON | *8MV*0901716** | 46000 | 12.7 | 16.5 | 48000 | 9.2 | 30000 | 1 | HRCU-A-CB |  |  | 330 | 1031 | Yes
5546456 | Active | Systems | SOFTSOUND SXT+ R410A HP | COMFORTMAKER | CCH948GKA2* |  | EHD4X60A**+WALLCON | *8MV*1102120** | 46000 | 12.7 | 16.5 | 48000 | 9.5 | 30000 | 1 | HRCU-A-CB |  |  | 330 | 998 | Yes
5546457 | Active | Systems | SOFTSOUND SXT+ R410A HP | COMFORTMAKER | CCH948GKA2* |  | EHD4X60A**+WALLCON | *8MV*1352422** | 46000 | 13 | 16.7 | 48000 | 9.5 | 29800 | 1 | HRCU-A-CB |  |  | 326 | 998 | Yes
5546534 | Active | Systems | SOFTSOUND SXT+ R410A HP | COMFORTMAKER | CCH948GKA2* |  | EHD4X60A**+WALLCON | *9MA*0802120A** | 46000 | 12.5 | 16.2 | 48000 | 9 | 30000 | 1 | HRCU-A-CB |  |  | 336 | 1053 | Yes
5546535 | Active | Systems | SOFTSOUND SXT+ R410A HP | COMFORTMAKER | CCH948GKA2* |  | EHD4X60A**+WALLCON | *9MA*1002122A** | 46000 | 12.7 | 16.2 | 48000 | 9 | 30000 | 1 | HRCU-A-CB |  |  | 336 | 1053 | Yes
5546482 | Active | Systems | SOFTSOUND SXT+ R410A HP | COMFORTMAKER | CCH948GKA2* |  | EHD4X60A**+WALLCON | *9MA*1202422A** | 46000 | 12.7 | 16.2 | 48000 | 9.2 | 30000 | 1 | HRCU-A-CB |  |  | 336 | 1031 | Yes
5546388 | Active | Systems | SOFTSOUND SXT+ R410A HP | COMFORTMAKER | CCH948GKA2* |  | EN(A,D)4X48*24** | *8MX*1102120** | 45500 | 12.5 | 16.2 | 47000 | 9 | 29800 | 1 | HRCU-A-CB |  |  | 333 | 1053 | Yes
5546574 | Active | Systems | SOFTSOUND SXT+ R410A HP | COMFORTMAKER | CCH948GKA2* |  | EN(A,D)4X48*24** | *9MV*1202422A** | 44500 | 12.5 | 16 | 47000 | 9 | 29600 | 1 | HRCU-A-CB |  |  | 329 | 1053 | Yes
5546599 | Active | Systems | SOFTSOUND SXT+ R410A HP | COMFORTMAKER | CCH948GKA2* |  | EN(A,D)4X48*24** | MV16**21C* | 45500 | 12.5 | 16.2 | 48000 | 9.2 | 29800 | 1 | HRCU-A-CB |  |  | 333 | 1031 | Yes
5546600 | Active | Systems | SOFTSOUND SXT+ R410A HP | COMFORTMAKER | CCH948GKA2* |  | EN(A,D)4X48*24** | MV20**24C* | 45500 | 12.5 | 16.2 | 47500 | 9.2 | 29600 | 1 | HRCU-A-CB |  |  | 333 | 1031 | Yes
5546439 | Active | Systems | SOFTSOUND SXT+ R410A HP | COMFORTMAKER | CCH948GKA2* |  | EN(A,D)4X48*24**+WALLCON | *8MV*1102120** | 45000 | 12.5 | 16.2 | 48000 | 9 | 29800 | 1 | HRCU-A-CB |  |  | 329 | 1053 | Yes
5546440 | Active | Systems | SOFTSOUND SXT+ R410A HP | COMFORTMAKER | CCH948GKA2* |  | EN(A,D)4X48*24**+WALLCON | *8MV*1352422** | 45000 | 12.7 | 16.2 | 47000 | 9.2 | 29800 | 1 | HRCU-A-CB |  |  | 329 | 1031 | Yes
5546510 | Active | Systems | SOFTSOUND SXT+ R410A HP | COMFORTMAKER | CCH948GKA2* |  | EN(A,D)4X48*24**+WALLCON | *9MA*1002122A** | 45000 | 12.5 | 16 | 48000 | 9 | 29800 | 1 | HRCU-A-CB |  |  | 333 | 1053 | Yes
5546385 | Active | Systems | SOFTSOUND SXT+ R410A HP | COMFORTMAKER | CCH948GKA2* |  | EN(A,D,W)4X48*21** | *8MX*1102120** | 45500 | 12.5 | 16.2 | 47000 | 9 | 29800 | 1 | HRCU-A-CB |  |  | 333 | 1053 | Yes
5546598 | Active | Systems | SOFTSOUND SXT+ R410A HP | COMFORTMAKER | CCH948GKA2* |  | EN(A,D,W)4X48*21** | MV16**21C* | 45500 | 12.5 | 16.2 | 48000 | 9.2 | 29800 | 1 | HRCU-A-CB |  |  | 333 | 1031 | Yes
5546438 | Active | Systems | SOFTSOUND SXT+ R410A HP | COMFORTMAKER | CCH948GKA2* |  | EN(A,D,W)4X48*21**+WALLCON | *8MV*1102120** | 45000 | 12.5 | 16.2 | 48000 | 9 | 29800 | 1 | HRCU-A-CB |  |  | 329 | 1053 | Yes
5546505 | Active | Systems | SOFTSOUND SXT+ R410A HP | COMFORTMAKER | CCH948GKA2* |  | EN(A,D,W)4X48*21**+WALLCON | *9MA*1002122A** | 45000 | 12.5 | 16 | 48000 | 9 | 29800 | 1 | HRCU-A-CB |  |  | 333 | 1053 | Yes
5546392 | Active | Systems | SOFTSOUND SXT+ R410A HP | COMFORTMAKER | CCH948GKA2* |  | EN(A,D,W)4X60*24** | *8MX*0902116** | 46000 | 12.5 | 16.2 | 48000 | 9.2 | 30000 | 1 | HRCU-A-CB |  |  | 336 | 1031 | Yes
5546393 | Active | Systems | SOFTSOUND SXT+ R410A HP | COMFORTMAKER | CCH948GKA2* |  | EN(A,D,W)4X60*24** | *8MX*1102120** | 46000 | 12.7 | 16.5 | 48000 | 9.5 | 29800 | 1 | HRCU-A-CB |  |  | 330 | 998 | Yes
5546394 | Active | Systems | SOFTSOUND SXT+ R410A HP | COMFORTMAKER | CCH948GKA2* |  | EN(A,D,W)4X60*24** | *8MX*1352420** | 46000 | 12.5 | 16 | 48000 | 9.5 | 30000 | 1 | HRCU-A-CB |  |  | 340 | 998 | Yes
5546575 | Active | Systems | SOFTSOUND SXT+ R410A HP | COMFORTMAKER | CCH948GKA2* |  | EN(A,D,W)4X60*24** | *9MV*0802120A** | 45000 | 12.5 | 16 | 47500 | 9 | 29600 | 1 | HRCU-A-CB |  |  | 333 | 1053 | Yes
5546576 | Active | Systems | SOFTSOUND SXT+ R410A HP | COMFORTMAKER | CCH948GKA2* |  | EN(A,D,W)4X60*24** | *9MV*1002120A** | 45000 | 12.7 | 16.2 | 47000 | 9 | 29600 | 1 | HRCU-A-CB |  |  | 329 | 1053 | Yes
5546577 | Active | Systems | SOFTSOUND SXT+ R410A HP | COMFORTMAKER | CCH948GKA2* |  | EN(A,D,W)4X60*24** | *9MV*1202422A** | 45000 | 12.7 | 16.2 | 47500 | 9 | 29600 | 1 | HRCU-A-CB |  |  | 329 | 1053 | Yes
5546517 | Active | Systems | SOFTSOUND SXT+ R410A HP | COMFORTMAKER | CCH948GKA2* |  | EN(A,D,W)4X60*24** | *9MX*1002120A** | 46000 | 12.5 | 16 | 48000 | 9.5 | 30000 | 1 | HRCU-A-CB |  |  | 340 | 998 | Yes
5546466 | Active | Systems | SOFTSOUND SXT+ R410A HP | COMFORTMAKER | CCH948GKA2* |  | EN(A,D,W)4X60*24** | *9MX*1202422A** | 46000 | 12.5 | 15.7 | 48000 | 9.5 | 30000 | 1 | HRCU-A-CB |  |  | 347 | 998 | Yes
5546601 | Active | Systems | SOFTSOUND SXT+ R410A HP | COMFORTMAKER | CCH948GKA2* |  | EN(A,D,W)4X60*24** | MV16**21C* | 46500 | 12.7 | 16.5 | 48000 | 9.5 | 29800 | 1 | HRCU-A-CB |  |  | 334 | 998 | Yes
5546602 | Active | Systems | SOFTSOUND SXT+ R410A HP | COMFORTMAKER | CCH948GKA2* |  | EN(A,D,W)4X60*24** | MV20**24C* | 46000 | 12.7 | 16.7 | 47500 | 9.5 | 29600 | 1 | HRCU-A-CB |  |  | 326 | 998 | Yes
5546552 | Active | Systems | SOFTSOUND SXT+ R410A HP | COMFORTMAKER | CCH948GKA2* |  | EN(A,D,W)4X60*24** | OMV154L20A | 46000 | 12.5 | 16.2 | 48000 | 9.2 | 29800 | 1 | HRCU-A-CB |  |  | 336 | 1031 | Yes
5546441 | Active | Systems | SOFTSOUND SXT+ R410A HP | COMFORTMAKER | CCH948GKA2* |  | EN(A,D,W)4X60*24**+WALLCON | *8MV*1102120** | 46000 | 12.7 | 16.5 | 48000 | 9.5 | 29800 | 1 | HRCU-A-CB |  |  | 330 | 998 | Yes
5546442 | Active | Systems | SOFTSOUND SXT+ R410A HP | COMFORTMAKER | CCH948GKA2* |  | EN(A,D,W)4X60*24**+WALLCON | *8MV*1352422** | 46000 | 12.7 | 16.5 | 47000 | 9.5 | 29800 | 1 | HRCU-A-CB |  |  | 330 | 998 | Yes
5546514 | Active | Systems | SOFTSOUND SXT+ R410A HP | COMFORTMAKER | CCH948GKA2* |  | EN(A,D,W)4X60*24**+WALLCON | *9MA*0802120A** | 45500 | 12.5 | 16.2 | 48000 | 9 | 30000 | 1 | HRCU-A-CB |  |  | 333 | 1053 | Yes
5546515 | Active | Systems | SOFTSOUND SXT+ R410A HP | COMFORTMAKER | CCH948GKA2* |  | EN(A,D,W)4X60*24**+WALLCON | *9MA*1002122A** | 46000 | 12.7 | 16.2 | 48000 | 9 | 30000 | 1 | HRCU-A-CB |  |  | 336 | 1053 | Yes
5546478 | Active | Systems | SOFTSOUND SXT+ R410A HP | COMFORTMAKER | CCH948GKA2* |  | EN(A,D,W)4X60*24**+WALLCON | *9MA*1202422A** | 45500 | 12.5 | 16.2 | 48000 | 9.2 | 30000 | 1 | HRCU-A-CB |  |  | 333 | 1031 | Yes
5546399 | Active | Systems | SOFTSOUND SXT+ R410A HP | COMFORTMAKER | CCH948GKA2* |  | ENH4X48*21** | *8MX*1102120** | 45500 | 12.5 | 16.2 | 47000 | 9 | 29800 | 1 | HRCU-A-CB |  |  | 333 | 1053 | Yes
5546603 | Active | Systems | SOFTSOUND SXT+ R410A HP | COMFORTMAKER | CCH948GKA2* |  | ENH4X48*21** | MV16**21C* | 45500 | 12.5 | 16.2 | 48000 | 9.2 | 29800 | 1 | HRCU-A-CB |  |  | 333 | 1031 | Yes
5546444 | Active | Systems | SOFTSOUND SXT+ R410A HP | COMFORTMAKER | CCH948GKA2* |  | ENH4X48*21**+WALLCON | *8MV*1102120** | 45000 | 12.5 | 16.2 | 48000 | 9 | 29800 | 1 | HRCU-A-CB |  |  | 329 | 1053 | Yes
5546520 | Active | Systems | SOFTSOUND SXT+ R410A HP | COMFORTMAKER | CCH948GKA2* |  | ENH4X48*21**+WALLCON | *9MA*1002122A** | 45000 | 12.5 | 16 | 48000 | 9 | 29800 | 1 | HRCU-A-CB |  |  | 333 | 1053 | Yes
5546405 | Active | Systems | SOFTSOUND SXT+ R410A HP | COMFORTMAKER | CCH948GKA2* |  | ENH4X60*24** | *8MX*0902116** | 46000 | 12.5 | 16.2 | 48000 | 9.2 | 30000 | 1 | HRCU-A-CB |  |  | 336 | 1031 | Yes
5546406 | Active | Systems | SOFTSOUND SXT+ R410A HP | COMFORTMAKER | CCH948GKA2* |  | ENH4X60*24** | *8MX*1102120** | 46000 | 12.7 | 16.5 | 48000 | 9.5 | 29800 | 1 | HRCU-A-CB |  |  | 330 | 998 | Yes
5546407 | Active | Systems | SOFTSOUND SXT+ R410A HP | COMFORTMAKER | CCH948GKA2* |  | ENH4X60*24** | *8MX*1352420** | 46000 | 12.5 | 16 | 48000 | 9.5 | 30000 | 1 | HRCU-A-CB |  |  | 340 | 998 | Yes
5546581 | Active | Systems | SOFTSOUND SXT+ R410A HP | COMFORTMAKER | CCH948GKA2* |  | ENH4X60*24** | *9MV*0802120A** | 45000 | 12.5 | 16 | 47500 | 9 | 29600 | 1 | HRCU-A-CB |  |  | 333 | 1053 | Yes
5546582 | Active | Systems | SOFTSOUND SXT+ R410A HP | COMFORTMAKER | CCH948GKA2* |  | ENH4X60*24** | *9MV*1002120A** | 45000 | 12.7 | 16.2 | 47000 | 9 | 29600 | 1 | HRCU-A-CB |  |  | 329 | 1053 | Yes
5546583 | Active | Systems | SOFTSOUND SXT+ R410A HP | COMFORTMAKER | CCH948GKA2* |  | ENH4X60*24** | *9MV*1202422A** | 45000 | 12.7 | 16.2 | 47500 | 9 | 29600 | 1 | HRCU-A-CB |  |  | 329 | 1053 | Yes
5546527 | Active | Systems | SOFTSOUND SXT+ R410A HP | COMFORTMAKER | CCH948GKA2* |  | ENH4X60*24** | *9MX*1002120A** | 46000 | 12.5 | 16 | 48000 | 9.5 | 30000 | 1 | HRCU-A-CB |  |  | 340 | 998 | Yes
5546470 | Active | Systems | SOFTSOUND SXT+ R410A HP | COMFORTMAKER | CCH948GKA2* |  | ENH4X60*24** | *9MX*1202422A** | 46000 | 12.5 | 15.7 | 48000 | 9.5 | 30000 | 1 | HRCU-A-CB |  |  | 347 | 998 | Yes
5546604 | Active | Systems | SOFTSOUND SXT+ R410A HP | COMFORTMAKER | CCH948GKA2* |  | ENH4X60*24** | MV16**21C* | 46500 | 12.7 | 16.5 | 48000 | 9.5 | 29800 | 1 | HRCU-A-CB |  |  | 334 | 998 | Yes
5546605 | Active | Systems | SOFTSOUND SXT+ R410A HP | COMFORTMAKER | CCH948GKA2* |  | ENH4X60*24** | MV20**24C* | 46000 | 12.7 | 16.7 | 47500 | 9.5 | 29600 | 1 | HRCU-A-CB |  |  | 326 | 998 | Yes
5546553 | Active | Systems | SOFTSOUND SXT+ R410A HP | COMFORTMAKER | CCH948GKA2* |  | ENH4X60*24** | OMV154L20A | 46000 | 12.5 | 16.2 | 48000 | 9.2 | 29800 | 1 | HRCU-A-CB |  |  | 336 | 1031 | Yes
5546447 | Active | Systems | SOFTSOUND SXT+ R410A HP | COMFORTMAKER | CCH948GKA2* |  | ENH4X60*24**+WALLCON | *8MV*0901716** | 45500 | 12.5 | 16.2 | 48000 | 9.2 | 30000 | 1 | HRCU-A-CB |  |  | 333 | 1031 | Yes
5546449 | Active | Systems | SOFTSOUND SXT+ R410A HP | COMFORTMAKER | CCH948GKA2* |  | ENH4X60*24**+WALLCON | *8MV*1102120** | 46000 | 12.7 | 16.5 | 48000 | 9.5 | 29800 | 1 | HRCU-A-CB |  |  | 330 | 998 | Yes
5546450 | Active | Systems | SOFTSOUND SXT+ R410A HP | COMFORTMAKER | CCH948GKA2* |  | ENH4X60*24**+WALLCON | *8MV*1352422** | 46000 | 12.7 | 16.5 | 47000 | 9.5 | 29800 | 1 | HRCU-A-CB |  |  | 330 | 998 | Yes
5546524 | Active | Systems | SOFTSOUND SXT+ R410A HP | COMFORTMAKER | CCH948GKA2* |  | ENH4X60*24**+WALLCON | *9MA*0802120A** | 45500 | 12.5 | 16.2 | 48000 | 9 | 30000 | 1 | HRCU-A-CB |  |  | 333 | 1053 | Yes
5546525 | Active | Systems | SOFTSOUND SXT+ R410A HP | COMFORTMAKER | CCH948GKA2* |  | ENH4X60*24**+WALLCON | *9MA*1002122A** | 46000 | 12.7 | 16.2 | 48000 | 9 | 30000 | 1 | HRCU-A-CB |  |  | 336 | 1053 | Yes
5546480 | Active | Systems | SOFTSOUND SXT+ R410A HP | COMFORTMAKER | CCH948GKA2* |  | ENH4X60*24**+WALLCON | *9MA*1202422A** | 45500 | 12.5 | 16.2 | 48000 | 9.2 | 30000 | 1 | HRCU-A-CB |  |  | 333 | 1031 | Yes
5546458 | Active | Systems | SOFTSOUND SXT+ R410A HP | COMFORTMAKER | CCH948GKA2* |  | FCM4X48****+WALLCON |  | 46000 | 12.7 | 16.5 | 47000 | 9.2 | 29800 | 1 | HRCU-A-CB |  |  | 330 | 1031 | Yes
5546348 | Active | Systems | SOFTSOUND SXT+ R410A HP | COMFORTMAKER | CCH948GKA2* |  | FCM4X60****+WALLCON |  | 47000 | 13.2 | 17 | 48000 | 9.5 | 29800 | 1 | HRCU-A-CB | Yes |  | 327 | 998 | Yes
5546424 | Active | Systems | SOFTSOUND SXT+ R410A HP | COMFORTMAKER | CCH948GKA2* |  | FVM4X48**** |  | 46000 | 12.7 | 16.5 | 47000 | 9.2 | 29800 | 1 | HRCU-A-CB |  |  | 330 | 1031 | Yes
5546425 | Active | Systems | SOFTSOUND SXT+ R410A HP | COMFORTMAKER | CCH948GKA2* |  | FVM4X60**** |  | 47000 | 13 | 17 | 48000 | 9.5 | 29600 | 1 | HRCU-A-CB |  |  | 327 | 998 | Yes
5258658 | Discontinued | Systems | SOFTSOUND SXT+ R410A HP | COMFORTMAKER | CCH960GKA* |  | FCM4X60****+WALLCON |  | 55500 | 12.5 | 16 | 57000 | 9 | 36800 | 1 | HRCU-A-CB | Yes |  | 411 | 1264 | Yes
5547784 | Active | Systems | SOFTSOUND SXT+ R410A HP | COMFORTMAKER | CCH960GKA2* |  | FCM4X60****+WALLCON |  | 56000 | 12.5 | 16 | 57000 | 9 | 36000 | 1 | HRCU-A-CB | Yes |  | 414 | 1264 | Yes
4989771 | Active | Systems | SOFTSOUND SX 2500 R410A HP | COMFORTMAKER | CSH518GKA* |  | FCM4X24****+WALLCON |  | 17900 | 12.5 | 15 | 17200 | 8.5 | 10400 | 1 | HRCU-A-CB |  |  | 141 | 335 | Yes
4989770 | Active | Systems | SOFTSOUND SX 2500 R410A HP | COMFORTMAKER | CSH518GKA* |  | FVM4X24**** |  | 17900 | 12.5 | 15 | 17200 | 8.5 | 10400 | 1 | HRCU-A-CB |  |  | 141 | 335 | Yes
4989630 | Active | Systems | SOFTSOUND SX 2500 R410A HP | COMFORTMAKER | CSH518GKA* |  | FXM4X18**A* |  | 18100 | 12.5 | 15 | 17600 | 8.5 | 10600 | 1 | HRCU-A-CB | Yes |  | 143 | 446 | Yes
5416370 | Active | Systems | SOFTSOUND SX 2500 R410A HP | COMFORTMAKER | CSH524GKA* |  | EA*4X24*14A* | MV08**14C* | 23400 | 12.5 | 15.2 | 24000 | 8.5 | 14600 | 1 | HRCU-A-CB |  |  | 182 | 558 | Yes
4991057 | Active | Systems | SOFTSOUND SX 2500 R410A HP | COMFORTMAKER | CSH524GKA* |  | EA*4X24*17A* | *8MV*0901716** | 23400 | 12.5 | 15 | 24000 | 8.5 | 14000 | 1 | HRCU-A-CB |  |  | 185 | 558 | Yes
4991127 | Active | Systems | SOFTSOUND SX 2500 R410A HP | COMFORTMAKER | CSH524GKA* |  | EA*4X24*17A* | *9MV*0801716A** | 23400 | 12.5 | 15 | 24000 | 8.5 | 14200 | 1 | HRCU-A-CB |  |  | 185 | 558 | Yes
5416371 | Active | Systems | SOFTSOUND SX 2500 R410A HP | COMFORTMAKER | CSH524GKA* |  | EA*4X24*17A* | MV08**14C* | 23400 | 12.5 | 15.2 | 24000 | 8.5 | 14600 | 1 | HRCU-A-CB |  |  | 182 | 558 | Yes
5416372 | Active | Systems | SOFTSOUND SX 2500 R410A HP | COMFORTMAKER | CSH524GKA* |  | EA*4X24*17A* | MV12**17C* | 23600 | 12.5 | 15.2 | 24000 | 8.5 | 14600 | 1 | HRCU-A-CB |  |  | 184 | 558 | Yes
4991219 | Active | Systems | SOFTSOUND SX 2500 R410A HP | COMFORTMAKER | CSH524GKA* |  | EA*4X24*17A* | OMV112K14A | 23600 | 12.5 | 15 | 24000 | 8.5 | 14100 | 1 | HRCU-A-CB |  |  | 186 | 558 | Yes
4991059 | Active | Systems | SOFTSOUND SX 2500 R410A HP | COMFORTMAKER | CSH524GKA* |  | EA*4X30*14A* | *8MV*0701412** | 23400 | 12.5 | 15 | 24000 | 8.5 | 14100 | 1 | HRCU-A-CB |  |  | 185 | 558 | Yes
5416373 | Active | Systems | SOFTSOUND SX 2500 R410A HP | COMFORTMAKER | CSH524GKA* |  | EA*4X30*14A* | MV08**14C* | 23600 | 12.5 | 15.2 | 24000 | 8.5 | 14600 | 1 | HRCU-A-CB |  |  | 184 | 558 | Yes
4991062 | Active | Systems | SOFTSOUND SX 2500 R410A HP | COMFORTMAKER | CSH524GKA* |  | EA*4X30*17A* | *8MV*0901716** | 23600 | 12.5 | 15 | 24000 | 8.5 | 14100 | 1 | HRCU-A-CB |  |  | 186 | 558 | Yes
4991133 | Active | Systems | SOFTSOUND SX 2500 R410A HP | COMFORTMAKER | CSH524GKA* |  | EA*4X30*17A* | *9MA*0801714A** | 23400 | 12.5 | 15 | 24000 | 8.5 | 14100 | 1 | HRCU-A-CB |  |  | 185 | 558 | Yes
4991135 | Active | Systems | SOFTSOUND SX 2500 R410A HP | COMFORTMAKER | CSH524GKA* |  | EA*4X30*17A* | *9MV*0601714A** | 23600 | 12.5 | 15 | 24200 | 8.5 | 14300 | 1 | HRCU-A-CB |  |  | 186 | 558 | Yes
4991136 | Active | Systems | SOFTSOUND SX 2500 R410A HP | COMFORTMAKER | CSH524GKA* |  | EA*4X30*17A* | *9MV*0801716A** | 23800 | 12.5 | 15 | 24200 | 8.5 | 14300 | 1 | HRCU-A-CB |  |  | 188 | 558 | Yes
4991138 | Active | Systems | SOFTSOUND SX 2500 R410A HP | COMFORTMAKER | CSH524GKA* |  | EA*4X30*17A* | *9MX*0601714A** | 23800 | 12.5 | 15 | 24200 | 8.5 | 14300 | 1 | HRCU-A-CB |  |  | 188 | 558 | Yes
5416374 | Active | Systems | SOFTSOUND SX 2500 R410A HP | COMFORTMAKER | CSH524GKA* |  | EA*4X30*17A* | MV08**14C* | 23600 | 12.5 | 15.2 | 24000 | 8.5 | 14600 | 1 | HRCU-A-CB |  |  | 184 | 558 | Yes
5416375 | Active | Systems | SOFTSOUND SX 2500 R410A HP | COMFORTMAKER | CSH524GKA* |  | EA*4X30*17A* | MV12**17C* | 23800 | 12.7 | 15.2 | 24000 | 9 | 14700 | 1 | HRCU-A-CB |  |  | 185 | 527 | Yes
5688899 | Active | Systems | SOFTSOUND SX 2500 R410A HP | COMFORTMAKER | CSH524GKA* |  | EA*4X30*17A* | OLV098A12* | 23800 | 12.5 | 15 | 24200 | 8.5 | 14300 | 1 | HRCU-A-CB |  |  | 188 | 558 | Yes
5688889 | Active | Systems | SOFTSOUND SX 2500 R410A HP | COMFORTMAKER | CSH524GKA* |  | EA*4X30*17A* | OMV098J12* | 23800 | 12.5 | 15 | 24200 | 8.5 | 14400 | 1 | HRCU-A-CB |  |  | 188 | 558 | Yes
4991222 | Active | Systems | SOFTSOUND SX 2500 R410A HP | COMFORTMAKER | CSH524GKA* |  | EA*4X30*17A* | OMV112K14A | 23800 | 12.5 | 15 | 24000 | 8.5 | 14200 | 1 | HRCU-A-CB |  |  | 188 | 558 | Yes
5416376 | Active | Systems | SOFTSOUND SX 2500 R410A HP | COMFORTMAKER | CSH524GKA* |  | EA*4X36*14A* | MV08**14C* | 23800 | 12.5 | 15.2 | 24000 | 8.5 | 14600 | 1 | HRCU-A-CB |  |  | 185 | 558 | Yes
5416377 | Active | Systems | SOFTSOUND SX 2500 R410A HP | COMFORTMAKER | CSH524GKA* |  | EA*4X36*17A* | MV08**14C* | 23800 | 12.5 | 15.2 | 24000 | 8.5 | 14600 | 1 | HRCU-A-CB |  |  | 185 | 558 | Yes
5416378 | Active | Systems | SOFTSOUND SX 2500 R410A HP | COMFORTMAKER | CSH524GKA* |  | EA*4X36*17A* | MV12**17C* | 23800 | 12.7 | 15.5 | 24000 | 9 | 14700 | 1 | HRCU-A-CB |  |  | 182 | 527 | Yes
5416379 | Active | Systems | SOFTSOUND SX 2500 R410A HP | COMFORTMAKER | CSH524GKA* |  | EA*4X36*21A* | MV12**17C* | 24000 | 12.7 | 15.5 | 24000 | 9 | 14700 | 1 | HRCU-A-CB |  |  | 183 | 527 | Yes
4991284 | Discontinued | Systems | SOFTSOUND SX 2500 R410A HP | COMFORTMAKER | CSH524GKA* |  | ED*4X24F** | *8MV*0901716** | 23400 | 12.5 | 15 | 24000 | 8.5 | 14000 | 1 | HRCU-A-CB |  |  | 185 | 558 | Yes
4991285 | Discontinued | Systems | SOFTSOUND SX 2500 R410A HP | COMFORTMAKER | CSH524GKA* |  | ED*4X24F** | *8MV*1102120** | 23400 | 12.5 | 15 | 24000 | 8.5 | 14100 | 1 | HRCU-A-CB |  |  | 185 | 558 | Yes
5149906 | Discontinued | Systems | SOFTSOUND SX 2500 R410A HP | COMFORTMAKER | CSH524GKA* |  | ED*4X24F** | *9MA*0802120A** | 23800 | 12.5 | 15 | 24200 | 8.5 | 14200 | 1 | HRCU-A-CB |  |  | 188 | 558 | Yes
5149907 | Discontinued | Systems | SOFTSOUND SX 2500 R410A HP | COMFORTMAKER | CSH524GKA* |  | ED*4X24F** | *9MA*1002122A** | 24000 | 12.5 | 15 | 24200 | 8.5 | 14300 | 1 | HRCU-A-CB |  |  | 189 | 558 | Yes
4991281 | Discontinued | Systems | SOFTSOUND SX 2500 R410A HP | COMFORTMAKER | CSH524GKA* |  | ED*4X24F** | *9MV*0801716A** | 23400 | 12.5 | 15 | 24000 | 8.5 | 14200 | 1 | HRCU-A-CB |  |  | 185 | 558 | Yes
5149908 | Discontinued | Systems | SOFTSOUND SX 2500 R410A HP | COMFORTMAKER | CSH524GKA* |  | ED*4X24F** | *9MV*0802120A** | 23800 | 12.5 | 15 | 24000 | 8.5 | 14200 | 1 | HRCU-A-CB |  |  | 188 | 558 | Yes
5149909 | Discontinued | Systems | SOFTSOUND SX 2500 R410A HP | COMFORTMAKER | CSH524GKA* |  | ED*4X24F** | *9MV*1002120A** | 24000 | 12.5 | 15 | 24200 | 8.5 | 14300 | 1 | HRCU-A-CB |  |  | 189 | 558 | Yes
4991296 | Discontinued | Systems | SOFTSOUND SX 2500 R410A HP | COMFORTMAKER | CSH524GKA* |  | ED*4X24F** | OMV112K14A | 23600 | 12.5 | 15 | 24000 | 8.5 | 14100 | 1 | HRCU-A-CB |  |  | 186 | 558 | Yes
4991300 | Discontinued | Systems | SOFTSOUND SX 2500 R410A HP | COMFORTMAKER | CSH524GKA* |  | ED*4X30B** | *8MV*0701412** | 23400 | 12.5 | 15 | 24000 | 8.5 | 14100 | 1 | HRCU-A-CB |  |  | 185 | 558 | Yes
4991312 | Discontinued | Systems | SOFTSOUND SX 2500 R410A HP | COMFORTMAKER | CSH524GKA* |  | ED*4X30F** | *8MV*0901716** | 23600 | 12.5 | 15 | 24000 | 8.5 | 14100 | 1 | HRCU-A-CB |  |  | 186 | 558 | Yes
4991313 | Discontinued | Systems | SOFTSOUND SX 2500 R410A HP | COMFORTMAKER | CSH524GKA* |  | ED*4X30F** | *8MV*1102120** | 23600 | 12.5 | 15 | 24000 | 8.5 | 14100 | 1 | HRCU-A-CB |  |  | 186 | 558 | Yes
5149910 | Discontinued | Systems | SOFTSOUND SX 2500 R410A HP | COMFORTMAKER | CSH524GKA* |  | ED*4X30F** | *9MA*0602120A** | 23800 | 12.5 | 15 | 24000 | 8.5 | 14200 | 1 | HRCU-A-CB |  |  | 188 | 558 | Yes
4991306 | Discontinued | Systems | SOFTSOUND SX 2500 R410A HP | COMFORTMAKER | CSH524GKA* |  | ED*4X30F** | *9MA*0801714A** | 23400 | 12.5 | 15 | 24000 | 8.5 | 14100 | 1 | HRCU-A-CB |  |  | 185 | 558 | Yes
5149911 | Discontinued | Systems | SOFTSOUND SX 2500 R410A HP | COMFORTMAKER | CSH524GKA* |  | ED*4X30F** | *9MA*0802120A** | 24000 | 12.5 | 15 | 24200 | 8.5 | 14300 | 1 | HRCU-A-CB |  |  | 189 | 558 | Yes
5149912 | Discontinued | Systems | SOFTSOUND SX 2500 R410A HP | COMFORTMAKER | CSH524GKA* |  | ED*4X30F** | *9MA*1002122A** | 24200 | 12.5 | 15 | 24200 | 8.5 | 14300 | 1 | HRCU-A-CB |  |  | 191 | 558 | Yes
4991308 | Discontinued | Systems | SOFTSOUND SX 2500 R410A HP | COMFORTMAKER | CSH524GKA* |  | ED*4X30F** | *9MV*0601714A** | 23600 | 12.5 | 15 | 24200 | 8.5 | 14300 | 1 | HRCU-A-CB |  |  | 186 | 558 | Yes
4991309 | Discontinued | Systems | SOFTSOUND SX 2500 R410A HP | COMFORTMAKER | CSH524GKA* |  | ED*4X30F** | *9MV*0801716A** | 23800 | 12.5 | 15 | 24200 | 8.5 | 14300 | 1 | HRCU-A-CB |  |  | 188 | 558 | Yes
5149913 | Discontinued | Systems | SOFTSOUND SX 2500 R410A HP | COMFORTMAKER | CSH524GKA* |  | ED*4X30F** | *9MV*0802120A** | 24200 | 12.5 | 15 | 24200 | 8.5 | 14400 | 1 | HRCU-A-CB |  |  | 191 | 558 | Yes
5149914 | Discontinued | Systems | SOFTSOUND SX 2500 R410A HP | COMFORTMAKER | CSH524GKA* |  | ED*4X30F** | *9MV*1002120A** | 24400 | 12.5 | 15 | 24400 | 9 | 14600 | 1 | HRCU-A-CB |  |  | 193 | 527 | Yes
4991311 | Discontinued | Systems | SOFTSOUND SX 2500 R410A HP | COMFORTMAKER | CSH524GKA* |  | ED*4X30F** | *9MX*0601714A** | 23800 | 12.5 | 15 | 24200 | 8.5 | 14300 | 1 | HRCU-A-CB |  |  | 188 | 558 | Yes
5689008 | Active | Systems | SOFTSOUND SX 2500 R410A HP | COMFORTMAKER | CSH524GKA* |  | ED*4X30F** | OLV098A12* | 23800 | 12.5 | 15 | 24200 | 8.5 | 14300 | 1 | HRCU-A-CB |  |  | 188 | 558 | Yes
5689001 | Active | Systems | SOFTSOUND SX 2500 R410A HP | COMFORTMAKER | CSH524GKA* |  | ED*4X30F** | OMV098J12* | 23800 | 12.5 | 15 | 24200 | 8.5 | 14400 | 1 | HRCU-A-CB |  |  | 188 | 558 | Yes
4991324 | Discontinued | Systems | SOFTSOUND SX 2500 R410A HP | COMFORTMAKER | CSH524GKA* |  | ED*4X30F** | OMV112K14A | 23800 | 12.5 | 15 | 24000 | 8.5 | 14200 | 1 | HRCU-A-CB |  |  | 188 | 558 | Yes
4991087 | Active | Systems | SOFTSOUND SX 2500 R410A HP | COMFORTMAKER | CSH524GKA* |  | EHD4X24A** | *8MV*0901716** | 23600 | 12.5 | 15 | 24000 | 8.5 | 14200 | 1 | HRCU-A-CB |  |  | 186 | 558 | Yes
4991089 | Active | Systems | SOFTSOUND SX 2500 R410A HP | COMFORTMAKER | CSH524GKA* |  | EHD4X24A** | *8MV*1352422** | 23600 | 12.5 | 15 | 24200 | 8.5 | 14300 | 1 | HRCU-A-CB |  |  | 186 | 558 | Yes
5149917 | Active | Systems | SOFTSOUND SX 2500 R410A HP | COMFORTMAKER | CSH524GKA* |  | EHD4X24A** | *9MA*1002122A** | 24200 | 12.5 | 15 | 24400 | 8.5 | 14500 | 1 | HRCU-A-CB |  |  | 191 | 558 | Yes
4991203 | Active | Systems | SOFTSOUND SX 2500 R410A HP | COMFORTMAKER | CSH524GKA* |  | EHD4X24A** | *9MV*1202422A** | 23400 | 12.5 | 15 | 24000 | 8.5 | 14100 | 1 | HRCU-A-CB |  |  | 185 | 558 | Yes
5416395 | Active | Systems | SOFTSOUND SX 2500 R410A HP | COMFORTMAKER | CSH524GKA* |  | EHD4X24A** | MV08**14C* | 23800 | 12.5 | 15.2 | 24000 | 8.5 | 14700 | 1 | HRCU-A-CB |  |  | 185 | 558 | Yes
5416396 | Active | Systems | SOFTSOUND SX 2500 R410A HP | COMFORTMAKER | CSH524GKA* |  | EHD4X24A** | MV12**17C* | 23800 | 12.5 | 15.2 | 24000 | 9 | 14800 | 1 | HRCU-A-CB |  |  | 185 | 527 | Yes
4991249 | Active | Systems | SOFTSOUND SX 2500 R410A HP | COMFORTMAKER | CSH524GKA* |  | EHD4X24A** | OMV112K14A | 23800 | 12.5 | 15 | 24200 | 8.5 | 14300 | 1 | HRCU-A-CB |  |  | 188 | 558 | Yes
4991092 | Active | Systems | SOFTSOUND SX 2500 R410A HP | COMFORTMAKER | CSH524GKA* |  | EHD4X30A** | *8MV*0701412** | 23600 | 12.5 | 15 | 24000 | 8.5 | 14100 | 1 | HRCU-A-CB |  |  | 186 | 558 | Yes
4991093 | Active | Systems | SOFTSOUND SX 2500 R410A HP | COMFORTMAKER | CSH524GKA* |  | EHD4X30A** | *8MV*0901716** | 23800 | 12.5 | 15 | 24000 | 8.5 | 14100 | 1 | HRCU-A-CB |  |  | 188 | 558 | Yes
4991094 | Active | Systems | SOFTSOUND SX 2500 R410A HP | COMFORTMAKER | CSH524GKA* |  | EHD4X30A** | *8MV*1102120** | 23800 | 12.5 | 15 | 24000 | 8.5 | 14200 | 1 | HRCU-A-CB |  |  | 188 | 558 | Yes
4991095 | Active | Systems | SOFTSOUND SX 2500 R410A HP | COMFORTMAKER | CSH524GKA* |  | EHD4X30A** | *8MV*1352422** | 23800 | 12.5 | 15 | 24000 | 8.5 | 14200 | 1 | HRCU-A-CB |  |  | 188 | 558 | Yes
4991096 | Active | Systems | SOFTSOUND SX 2500 R410A HP | COMFORTMAKER | CSH524GKA* |  | EHD4X30A** | *8MX*0451408** | 23800 | 12.5 | 15 | 24200 | 8.5 | 14400 | 1 | HRCU-A-CB |  |  | 188 | 558 | Yes
5149920 | Active | Systems | SOFTSOUND SX 2500 R410A HP | COMFORTMAKER | CSH524GKA* |  | EHD4X30A** | *9MA*0602120A** | 24000 | 12.5 | 15 | 24200 | 8.5 | 14300 | 1 | HRCU-A-CB |  |  | 189 | 558 | Yes
4991207 | Active | Systems | SOFTSOUND SX 2500 R410A HP | COMFORTMAKER | CSH524GKA* |  | EHD4X30A** | *9MA*0801714A** | 23600 | 12.5 | 15 | 24000 | 8.5 | 14200 | 1 | HRCU-A-CB |  |  | 186 | 558 | Yes
5149921 | Active | Systems | SOFTSOUND SX 2500 R410A HP | COMFORTMAKER | CSH524GKA* |  | EHD4X30A** | *9MA*0802120A** | 24200 | 12.5 | 15 | 24400 | 8.5 | 14400 | 1 | HRCU-A-CB |  |  | 191 | 558 | Yes
5149922 | Active | Systems | SOFTSOUND SX 2500 R410A HP | COMFORTMAKER | CSH524GKA* |  | EHD4X30A** | *9MA*1002122A** | 24200 | 12.5 | 15 | 24400 | 9 | 14600 | 1 | HRCU-A-CB |  |  | 191 | 527 | Yes
4991209 | Active | Systems | SOFTSOUND SX 2500 R410A HP | COMFORTMAKER | CSH524GKA* |  | EHD4X30A** | *9MA*1202422A** | 24000 | 12.5 | 15 | 24200 | 8.5 | 14300 | 1 | HRCU-A-CB |  |  | 189 | 558 | Yes
4991211 | Active | Systems | SOFTSOUND SX 2500 R410A HP | COMFORTMAKER | CSH524GKA* |  | EHD4X30A** | *9MV*0601714A** | 23600 | 12.5 | 15 | 24200 | 8.5 | 14200 | 1 | HRCU-A-CB |  |  | 186 | 558 | Yes
4991212 | Active | Systems | SOFTSOUND SX 2500 R410A HP | COMFORTMAKER | CSH524GKA* |  | EHD4X30A** | *9MV*0801716A** | 23800 | 12.5 | 15 | 24200 | 8.5 | 14300 | 1 | HRCU-A-CB |  |  | 188 | 558 | Yes
5149923 | Active | Systems | SOFTSOUND SX 2500 R410A HP | COMFORTMAKER | CSH524GKA* |  | EHD4X30A** | *9MV*0802120A** | 24000 | 12.5 | 15 | 24200 | 8.5 | 14200 | 1 | HRCU-A-CB |  |  | 189 | 558 | Yes
5149924 | Active | Systems | SOFTSOUND SX 2500 R410A HP | COMFORTMAKER | CSH524GKA* |  | EHD4X30A** | *9MV*1002120A** | 24200 | 12.5 | 15 | 24200 | 8.5 | 14300 | 1 | HRCU-A-CB |  |  | 191 | 558 | Yes
4991214 | Active | Systems | SOFTSOUND SX 2500 R410A HP | COMFORTMAKER | CSH524GKA* |  | EHD4X30A** | *9MV*1202422A** | 23800 | 12.5 | 15 | 24200 | 8.5 | 14300 | 1 | HRCU-A-CB |  |  | 188 | 558 | Yes
4991216 | Active | Systems | SOFTSOUND SX 2500 R410A HP | COMFORTMAKER | CSH524GKA* |  | EHD4X30A** | *9MX*0601714A** | 23800 | 12.5 | 15 | 24200 | 8.5 | 14300 | 1 | HRCU-A-CB |  |  | 188 | 558 | Yes
5416397 | Active | Systems | SOFTSOUND SX 2500 R410A HP | COMFORTMAKER | CSH524GKA* |  | EHD4X30A** | MV08**14C* | 23800 | 12.5 | 15.2 | 24000 | 9 | 14700 | 1 | HRCU-A-CB |  |  | 185 | 527 | Yes
5416398 | Active | Systems | SOFTSOUND SX 2500 R410A HP | COMFORTMAKER | CSH524GKA* |  | EHD4X30A** | MV12**17C* | 24000 | 12.7 | 15.2 | 24000 | 9 | 14700 | 1 | HRCU-A-CB |  |  | 187 | 527 | Yes
5688980 | Active | Systems | SOFTSOUND SX 2500 R410A HP | COMFORTMAKER | CSH524GKA* |  | EHD4X30A** | OLV098A12* | 24000 | 12.5 | 15 | 24400 | 8.5 | 14500 | 1 | HRCU-A-CB |  |  | 189 | 558 | Yes
5688972 | Active | Systems | SOFTSOUND SX 2500 R410A HP | COMFORTMAKER | CSH524GKA* |  | EHD4X30A** | OMV098J12* | 24000 | 12.5 | 15 | 24400 | 8.5 | 14500 | 1 | HRCU-A-CB |  |  | 189 | 558 | Yes
4991252 | Active | Systems | SOFTSOUND SX 2500 R410A HP | COMFORTMAKER | CSH524GKA* |  | EHD4X30A** | OMV112K14A | 23800 | 12.5 | 15 | 24200 | 8.5 | 14300 | 1 | HRCU-A-CB |  |  | 188 | 558 | Yes
5416399 | Active | Systems | SOFTSOUND SX 2500 R410A HP | COMFORTMAKER | CSH524GKA* |  | EHD4X36A** | MV08**14C* | 24000 | 12.7 | 15.5 | 24000 | 9 | 14700 | 1 | HRCU-A-CB |  |  | 183 | 527 | Yes
5416400 | Active | Systems | SOFTSOUND SX 2500 R410A HP | COMFORTMAKER | CSH524GKA* |  | EHD4X36A** | MV12**17C* | 24000 | 12.7 | 15.5 | 24000 | 9 | 14700 | 1 | HRCU-A-CB |  |  | 183 | 527 | Yes
4991067 | Active | Systems | SOFTSOUND SX 2500 R410A HP | COMFORTMAKER | CSH524GKA* |  | EN(A,D)4X24*17** | *8MV*0901716** | 23400 | 12.5 | 15 | 24000 | 8.5 | 14100 | 1 | HRCU-A-CB |  |  | 185 | 558 | Yes
5416382 | Active | Systems | SOFTSOUND SX 2500 R410A HP | COMFORTMAKER | CSH524GKA* |  | EN(A,D)4X24*17** | MV12**17C* | 23600 | 12.5 | 15 | 24000 | 9 | 14700 | 1 | HRCU-A-CB |  |  | 186 | 527 | Yes
4991069 | Active | Systems | SOFTSOUND SX 2500 R410A HP | COMFORTMAKER | CSH524GKA* |  | EN(A,D)4X30*14** | *8MV*0701412** | 23600 | 12.5 | 15 | 24000 | 8.5 | 14100 | 1 | HRCU-A-CB |  |  | 186 | 558 | Yes
5416383 | Active | Systems | SOFTSOUND SX 2500 R410A HP | COMFORTMAKER | CSH524GKA* |  | EN(A,D)4X30*14** | MV08**14C* | 23600 | 12.5 | 15.2 | 24000 | 8.5 | 14700 | 1 | HRCU-A-CB |  |  | 184 | 558 | Yes
4991072 | Active | Systems | SOFTSOUND SX 2500 R410A HP | COMFORTMAKER | CSH524GKA* |  | EN(A,D)4X30*17** | *8MV*0901716** | 23600 | 12.5 | 15 | 24000 | 8.5 | 14100 | 1 | HRCU-A-CB |  |  | 186 | 558 | Yes
4991151 | Active | Systems | SOFTSOUND SX 2500 R410A HP | COMFORTMAKER | CSH524GKA* |  | EN(A,D)4X30*17** | *9MA*0801714A** | 23400 | 12.5 | 15 | 24000 | 8.5 | 14100 | 1 | HRCU-A-CB |  |  | 185 | 558 | Yes
4991153 | Active | Systems | SOFTSOUND SX 2500 R410A HP | COMFORTMAKER | CSH524GKA* |  | EN(A,D)4X30*17** | *9MV*0601714A** | 23600 | 12.5 | 15 | 24200 | 8.5 | 14300 | 1 | HRCU-A-CB |  |  | 186 | 558 | Yes
4991154 | Active | Systems | SOFTSOUND SX 2500 R410A HP | COMFORTMAKER | CSH524GKA* |  | EN(A,D)4X30*17** | *9MV*0801716A** | 23800 | 12.5 | 15 | 24200 | 8.5 | 14300 | 1 | HRCU-A-CB |  |  | 188 | 558 | Yes
4991156 | Active | Systems | SOFTSOUND SX 2500 R410A HP | COMFORTMAKER | CSH524GKA* |  | EN(A,D)4X30*17** | *9MX*0601714A** | 23800 | 12.5 | 15 | 24200 | 8.5 | 14300 | 1 | HRCU-A-CB |  |  | 188 | 558 | Yes
5416384 | Active | Systems | SOFTSOUND SX 2500 R410A HP | COMFORTMAKER | CSH524GKA* |  | EN(A,D)4X30*17** | MV08**14C* | 23600 | 12.5 | 15.2 | 24000 | 8.5 | 14600 | 1 | HRCU-A-CB |  |  | 184 | 558 | Yes
5416385 | Active | Systems | SOFTSOUND SX 2500 R410A HP | COMFORTMAKER | CSH524GKA* |  | EN(A,D)4X30*17** | MV12**17C* | 23800 | 12.7 | 15.2 | 24000 | 9 | 14700 | 1 | HRCU-A-CB |  |  | 185 | 527 | Yes
5688924 | Active | Systems | SOFTSOUND SX 2500 R410A HP | COMFORTMAKER | CSH524GKA* |  | EN(A,D)4X30*17** | OLV098A12* | 23800 | 12.5 | 15 | 24200 | 8.5 | 14400 | 1 | HRCU-A-CB |  |  | 188 | 558 | Yes
5688919 | Active | Systems | SOFTSOUND SX 2500 R410A HP | COMFORTMAKER | CSH524GKA* |  | EN(A,D)4X30*17** | OMV098J12* | 23800 | 12.5 | 15 | 24200 | 8.5 | 14400 | 1 | HRCU-A-CB |  |  | 188 | 558 | Yes
4991232 | Active | Systems | SOFTSOUND SX 2500 R410A HP | COMFORTMAKER | CSH524GKA* |  | EN(A,D)4X30*17** | OMV112K14A | 23800 | 12.5 | 15 | 24000 | 8.5 | 14200 | 1 | HRCU-A-CB |  |  | 188 | 558 | Yes
5416388 | Active | Systems | SOFTSOUND SX 2500 R410A HP | COMFORTMAKER | CSH524GKA* |  | EN(A,D)4X36*21** | MV12**17C* | 23800 | 12.7 | 15.2 | 24000 | 9 | 14700 | 1 | HRCU-A-CB |  |  | 185 | 527 | Yes
5416386 | Active | Systems | SOFTSOUND SX 2500 R410A HP | COMFORTMAKER | CSH524GKA* |  | EN(A,D,W)4X36*17** | MV08**14C* | 23600 | 12.5 | 15.2 | 24000 | 8.5 | 14600 | 1 | HRCU-A-CB |  |  | 184 | 558 | Yes
5416387 | Active | Systems | SOFTSOUND SX 2500 R410A HP | COMFORTMAKER | CSH524GKA* |  | EN(A,D,W)4X36*17** | MV12**17C* | 23800 | 12.7 | 15.2 | 24000 | 9 | 14700 | 1 | HRCU-A-CB |  |  | 185 | 527 | Yes
4991075 | Active | Systems | SOFTSOUND SX 2500 R410A HP | COMFORTMAKER | CSH524GKA* |  | ENH4X24*17** | *8MV*0901716** | 23400 | 12.5 | 15 | 24000 | 8.5 | 14100 | 1 | HRCU-A-CB |  |  | 185 | 558 | Yes
5416390 | Active | Systems | SOFTSOUND SX 2500 R410A HP | COMFORTMAKER | CSH524GKA* |  | ENH4X24*17** | MV12**17C* | 23600 | 12.5 | 15 | 24000 | 9 | 14700 | 1 | HRCU-A-CB |  |  | 186 | 527 | Yes
4991080 | Active | Systems | SOFTSOUND SX 2500 R410A HP | COMFORTMAKER | CSH524GKA* |  | ENH4X30*17** | *8MV*0701412** | 23600 | 12.5 | 15 | 24000 | 8.5 | 14100 | 1 | HRCU-A-CB |  |  | 186 | 558 | Yes
4991081 | Active | Systems | SOFTSOUND SX 2500 R410A HP | COMFORTMAKER | CSH524GKA* |  | ENH4X30*17** | *8MV*0901716** | 23600 | 12.5 | 15 | 24000 | 8.5 | 14100 | 1 | HRCU-A-CB |  |  | 186 | 558 | Yes
4991082 | Active | Systems | SOFTSOUND SX 2500 R410A HP | COMFORTMAKER | CSH524GKA* |  | ENH4X30*17** | *8MV*1102120** | 23600 | 12.5 | 15 | 24000 | 8.5 | 14200 | 1 | HRCU-A-CB |  |  | 186 | 558 | Yes
4991083 | Active | Systems | SOFTSOUND SX 2500 R410A HP | COMFORTMAKER | CSH524GKA* |  | ENH4X30*17** | *8MV*1352422** | 23600 | 12.5 | 15 | 24000 | 8.5 | 14100 | 1 | HRCU-A-CB |  |  | 186 | 558 | Yes
4991084 | Active | Systems | SOFTSOUND SX 2500 R410A HP | COMFORTMAKER | CSH524GKA* |  | ENH4X30*17** | *8MX*0451408** | 23800 | 12.5 | 15 | 24400 | 8.5 | 14400 | 1 | HRCU-A-CB |  |  | 188 | 558 | Yes
4991175 | Active | Systems | SOFTSOUND SX 2500 R410A HP | COMFORTMAKER | CSH524GKA* |  | ENH4X30*17** | *9MA*0801714A** | 23400 | 12.5 | 15 | 24000 | 8.5 | 14100 | 1 | HRCU-A-CB |  |  | 185 | 558 | Yes
4991177 | Active | Systems | SOFTSOUND SX 2500 R410A HP | COMFORTMAKER | CSH524GKA* |  | ENH4X30*17** | *9MA*1202422A** | 23800 | 12.5 | 15 | 24200 | 8.5 | 14300 | 1 | HRCU-A-CB |  |  | 188 | 558 | Yes
4991179 | Active | Systems | SOFTSOUND SX 2500 R410A HP | COMFORTMAKER | CSH524GKA* |  | ENH4X30*17** | *9MV*0601714A** | 23600 | 12.5 | 15 | 24200 | 8.5 | 14300 | 1 | HRCU-A-CB |  |  | 186 | 558 | Yes
4991180 | Active | Systems | SOFTSOUND SX 2500 R410A HP | COMFORTMAKER | CSH524GKA* |  | ENH4X30*17** | *9MV*0801716A** | 23800 | 12.5 | 15 | 24200 | 8.5 | 14300 | 1 | HRCU-A-CB |  |  | 188 | 558 | Yes
4991182 | Active | Systems | SOFTSOUND SX 2500 R410A HP | COMFORTMAKER | CSH524GKA* |  | ENH4X30*17** | *9MV*1202422A** | 24000 | 12.5 | 15 | 24200 | 8.5 | 14400 | 1 | HRCU-A-CB |  |  | 189 | 558 | Yes
4991184 | Active | Systems | SOFTSOUND SX 2500 R410A HP | COMFORTMAKER | CSH524GKA* |  | ENH4X30*17** | *9MX*0601714A** | 23800 | 12.5 | 15 | 24200 | 8.5 | 14300 | 1 | HRCU-A-CB |  |  | 188 | 558 | Yes
5416391 | Active | Systems | SOFTSOUND SX 2500 R410A HP | COMFORTMAKER | CSH524GKA* |  | ENH4X30*17** | MV08**14C* | 23600 | 12.5 | 15.2 | 24000 | 8.5 | 14600 | 1 | HRCU-A-CB |  |  | 184 | 558 | Yes
5416392 | Active | Systems | SOFTSOUND SX 2500 R410A HP | COMFORTMAKER | CSH524GKA* |  | ENH4X30*17** | MV12**17C* | 23800 | 12.7 | 15.2 | 24000 | 9 | 14700 | 1 | HRCU-A-CB |  |  | 185 | 527 | Yes
5688952 | Active | Systems | SOFTSOUND SX 2500 R410A HP | COMFORTMAKER | CSH524GKA* |  | ENH4X30*17** | OLV098A12* | 23800 | 12.5 | 15 | 24200 | 8.5 | 14400 | 1 | HRCU-A-CB |  |  | 188 | 558 | Yes
5688945 | Active | Systems | SOFTSOUND SX 2500 R410A HP | COMFORTMAKER | CSH524GKA* |  | ENH4X30*17** | OMV098J12* | 23800 | 12.5 | 15 | 24200 | 8.5 | 14400 | 1 | HRCU-A-CB |  |  | 188 | 558 | Yes
4991243 | Active | Systems | SOFTSOUND SX 2500 R410A HP | COMFORTMAKER | CSH524GKA* |  | ENH4X30*17** | OMV112K14A | 23800 | 12.5 | 15 | 24000 | 8.5 | 14200 | 1 | HRCU-A-CB |  |  | 188 | 558 | Yes
5416393 | Active | Systems | SOFTSOUND SX 2500 R410A HP | COMFORTMAKER | CSH524GKA* |  | ENH4X36*17** | MV08**14C* | 23600 | 12.5 | 15.2 | 24000 | 8.5 | 14600 | 1 | HRCU-A-CB |  |  | 184 | 558 | Yes
5416394 | Active | Systems | SOFTSOUND SX 2500 R410A HP | COMFORTMAKER | CSH524GKA* |  | ENH4X36*17** | MV12**17C* | 23800 | 12.7 | 15.2 | 24000 | 9 | 14700 | 1 | HRCU-A-CB |  |  | 185 | 527 | Yes
4991399 | Active | Systems | SOFTSOUND SX 2500 R410A HP | COMFORTMAKER | CSH524GKA* |  | FCM4X24****+WALLCON |  | 23800 | 12.5 | 15 | 24200 | 8.5 | 14200 | 1 | HRCU-A-CB |  |  | 188 | 558 | Yes
4991400 | Active | Systems | SOFTSOUND SX 2500 R410A HP | COMFORTMAKER | CSH524GKA* |  | FCM4X36****+WALLCON |  | 24000 | 12.7 | 15.2 | 24000 | 9 | 14100 | 1 | HRCU-A-CB |  |  | 187 | 527 | Yes
4991107 | Active | Systems | SOFTSOUND SX 2500 R410A HP | COMFORTMAKER | CSH524GKA* |  | FEM4P30**A*+TXV |  | 24000 | 12.5 | 15 | 24400 | 8.7 | 14700 | 1 | HRCU-A-CB |  |  | 189 | 545 | Yes
4991402 | Active | Systems | SOFTSOUND SX 2500 R410A HP | COMFORTMAKER | CSH524GKA* |  | FEM4X30**** |  | 24000 | 12.5 | 15 | 24400 | 8.7 | 14700 | 1 | HRCU-A-CB |  |  | 189 | 545 | Yes
4991397 | Active | Systems | SOFTSOUND SX 2500 R410A HP | COMFORTMAKER | CSH524GKA* |  | FVM4X24**** |  | 23800 | 12.5 | 15 | 24200 | 8.5 | 14200 | 1 | HRCU-A-CB |  |  | 188 | 558 | Yes
4991398 | Active | Systems | SOFTSOUND SX 2500 R410A HP | COMFORTMAKER | CSH524GKA* |  | FVM4X36**** |  | 24000 | 12.7 | 15.2 | 24000 | 9 | 14100 | 1 | HRCU-A-CB |  |  | 187 | 527 | Yes
4991052 | Active | Systems | SOFTSOUND SX 2500 R410A HP | COMFORTMAKER | CSH524GKA* |  | FXM4X24**A* |  | 24000 | 12.5 | 15 | 24400 | 9 | 14800 | 1 | HRCU-A-CB | Yes |  | 189 | 527 | Yes
5465527 | Active | Systems | SOFTSOUND SX 2500 R410A HP | COMFORTMAKER | CSH524HKA* |  | FCM4X24****+WALLCON |  | 23400 | 12.5 | 15.5 | 24000 | 9 | 14800 | 1 | HRCU-A-CB |  |  | 179 | 527 | Yes
5465384 | Active | Systems | SOFTSOUND SX 2500 R410A HP | COMFORTMAKER | CSH524HKA* |  | FVM4X24**** |  | 23400 | 12.5 | 15.5 | 24000 | 9 | 14800 | 1 | HRCU-A-CB | Yes |  | 179 | 527 | Yes
5465526 | Active | Systems | SOFTSOUND SX 2500 R410A HP | COMFORTMAKER | CSH524HKA* |  | FVM4X36**** |  | 23600 | 12.5 | 15.5 | 23600 | 8.8 | 14700 | 1 | HRCU-A-CB |  |  | 180 | 539 | Yes
4993727 | Active | Systems | SOFTSOUND SX 2500 R410A HP | COMFORTMAKER | CSH530GKA* |  | EA*4X30*17A* | *8MV*0901716** | 27800 | 12.5 | 15 | 27600 | 8.5 | 16600 | 1 | HRCU-A-CB |  |  | 219 | 669 | Yes
5416586 | Active | Systems | SOFTSOUND SX 2500 R410A HP | COMFORTMAKER | CSH530GKA* |  | EA*4X36*17A* | MV12**17C* | 28200 | 12.5 | 15 | 27600 | 8.5 | 16600 | 1 | HRCU-A-CB |  |  | 223 | 669 | Yes
4993735 | Active | Systems | SOFTSOUND SX 2500 R410A HP | COMFORTMAKER | CSH530GKA* |  | EA*4X36*21A* | *8MV*1102120** | 28000 | 12.5 | 15 | 27800 | 8.5 | 16700 | 1 | HRCU-A-CB |  |  | 221 | 669 | Yes
4993736 | Active | Systems | SOFTSOUND SX 2500 R410A HP | COMFORTMAKER | CSH530GKA* |  | EA*4X36*21A* | *8MX*0902116** | 28200 | 12.5 | 15 | 28000 | 8.5 | 16900 | 1 | HRCU-A-CB |  |  | 223 | 669 | Yes
5150076 | Active | Systems | SOFTSOUND SX 2500 R410A HP | COMFORTMAKER | CSH530GKA* |  | EA*4X36*21A* | *9MA*0802120A** | 28200 | 12.5 | 15 | 27800 | 8.5 | 16700 | 1 | HRCU-A-CB |  |  | 223 | 669 | Yes
5150077 | Active | Systems | SOFTSOUND SX 2500 R410A HP | COMFORTMAKER | CSH530GKA* |  | EA*4X36*21A* | *9MA*1002122A** | 28400 | 12.5 | 15 | 27800 | 8.5 | 16700 | 1 | HRCU-A-CB |  |  | 224 | 669 | Yes
5150078 | Active | Systems | SOFTSOUND SX 2500 R410A HP | COMFORTMAKER | CSH530GKA* |  | EA*4X36*21A* | *9MV*0802120A** | 28200 | 12.5 | 15 | 27800 | 8.5 | 16800 | 1 | HRCU-A-CB |  |  | 223 | 669 | Yes
5150079 | Active | Systems | SOFTSOUND SX 2500 R410A HP | COMFORTMAKER | CSH530GKA* |  | EA*4X36*21A* | *9MV*1002120A** | 28200 | 12.5 | 15 | 27800 | 8.5 | 16700 | 1 | HRCU-A-CB |  |  | 223 | 669 | Yes
5416587 | Active | Systems | SOFTSOUND SX 2500 R410A HP | COMFORTMAKER | CSH530GKA* |  | EA*4X36*21A* | MV12**17C* | 28200 | 12.7 | 15.2 | 27600 | 8.5 | 16600 | 1 | HRCU-A-CB |  |  | 220 | 669 | Yes
4993922 | Active | Systems | SOFTSOUND SX 2500 R410A HP | COMFORTMAKER | CSH530GKA* |  | EA*4X36*21A* | OMV112K14A | 28000 | 12.5 | 15 | 27800 | 8.5 | 16700 | 1 | HRCU-A-CB |  |  | 221 | 669 | Yes
5416588 | Active | Systems | SOFTSOUND SX 2500 R410A HP | COMFORTMAKER | CSH530GKA* |  | EA*4X42*21A* | MV12**17C* | 28400 | 12.7 | 15.2 | 27800 | 8.5 | 16600 | 1 | HRCU-A-CB |  |  | 221 | 669 | Yes
5150082 | Discontinued | Systems | SOFTSOUND SX 2500 R410A HP | COMFORTMAKER | CSH530GKA* |  | ED*4X30F** | *9MA*1002122A** | 28200 | 12.5 | 15 | 27800 | 8.5 | 16800 | 1 | HRCU-A-CB |  |  | 223 | 669 | Yes
5150087 | Discontinued | Systems | SOFTSOUND SX 2500 R410A HP | COMFORTMAKER | CSH530GKA* |  | ED*4X36F** | *9MA*1002122A** | 28400 | 12.5 | 15 | 27800 | 8.5 | 16800 | 1 | HRCU-A-CB |  |  | 224 | 669 | Yes
5150088 | Discontinued | Systems | SOFTSOUND SX 2500 R410A HP | COMFORTMAKER | CSH530GKA* |  | ED*4X36F** | *9MV*0802120A** | 28200 | 12.5 | 15 | 27800 | 8.5 | 16700 | 1 | HRCU-A-CB |  |  | 223 | 669 | Yes
5150089 | Discontinued | Systems | SOFTSOUND SX 2500 R410A HP | COMFORTMAKER | CSH530GKA* |  | ED*4X36F** | *9MV*1002120A** | 28000 | 12.5 | 15 | 27600 | 8.5 | 16600 | 1 | HRCU-A-CB |  |  | 221 | 669 | Yes
4993925 | Discontinued | Systems | SOFTSOUND SX 2500 R410A HP | COMFORTMAKER | CSH530GKA* |  | ED*4X36F** | OMV112K14A | 28000 | 12.5 | 15 | 27800 | 8.5 | 16800 | 1 | HRCU-A-CB |  |  | 221 | 669 | Yes
4994043 | Discontinued | Systems | SOFTSOUND SX 2500 R410A HP | COMFORTMAKER | CSH530GKA* |  | ED*4X36J** | *8MV*1102120** | 28000 | 12.5 | 15 | 27800 | 8.5 | 16700 | 1 | HRCU-A-CB |  |  | 221 | 669 | Yes
4994044 | Discontinued | Systems | SOFTSOUND SX 2500 R410A HP | COMFORTMAKER | CSH530GKA* |  | ED*4X36J** | *8MV*1352422** | 28000 | 12.5 | 15 | 27600 | 8.5 | 16600 | 1 | HRCU-A-CB |  |  | 221 | 669 | Yes
4994045 | Discontinued | Systems | SOFTSOUND SX 2500 R410A HP | COMFORTMAKER | CSH530GKA* |  | ED*4X36J** | *8MX*0902116** | 28200 | 12.5 | 15 | 28000 | 8.5 | 16900 | 1 | HRCU-A-CB |  |  | 223 | 669 | Yes
5150091 | Discontinued | Systems | SOFTSOUND SX 2500 R410A HP | COMFORTMAKER | CSH530GKA* |  | ED*4X36J** | *9MA*0802120A** | 28200 | 12.5 | 15 | 27800 | 8.5 | 16700 | 1 | HRCU-A-CB |  |  | 223 | 669 | Yes
5150092 | Discontinued | Systems | SOFTSOUND SX 2500 R410A HP | COMFORTMAKER | CSH530GKA* |  | ED*4X36J** | *9MA*1002122A** | 28400 | 12.5 | 15 | 27800 | 8.5 | 16700 | 1 | HRCU-A-CB |  |  | 224 | 669 | Yes
5150093 | Discontinued | Systems | SOFTSOUND SX 2500 R410A HP | COMFORTMAKER | CSH530GKA* |  | ED*4X36J** | *9MV*0802120A** | 28200 | 12.5 | 15 | 27800 | 8.5 | 16800 | 1 | HRCU-A-CB |  |  | 223 | 669 | Yes
5150094 | Discontinued | Systems | SOFTSOUND SX 2500 R410A HP | COMFORTMAKER | CSH530GKA* |  | ED*4X36J** | *9MV*1002120A** | 28200 | 12.5 | 15 | 27800 | 8.5 | 16700 | 1 | HRCU-A-CB |  |  | 223 | 669 | Yes
4994042 | Discontinued | Systems | SOFTSOUND SX 2500 R410A HP | COMFORTMAKER | CSH530GKA* |  | ED*4X36J** | *9MV*1202422A** | 28200 | 12.5 | 15 | 28000 | 8.5 | 16800 | 1 | HRCU-A-CB |  |  | 223 | 669 | Yes
4993767 | Active | Systems | SOFTSOUND SX 2500 R410A HP | COMFORTMAKER | CSH530GKA* |  | EHD4X30A** | *8MV*0901716** | 27800 | 12.5 | 15 | 27800 | 8.5 | 16700 | 1 | HRCU-A-CB |  |  | 219 | 669 | Yes
5416603 | Active | Systems | SOFTSOUND SX 2500 R410A HP | COMFORTMAKER | CSH530GKA* |  | EHD4X30A** | MV08**14C* | 28000 | 12.5 | 15 | 27800 | 8.5 | 16600 | 1 | HRCU-A-CB |  |  | 221 | 669 | Yes
5416604 | Active | Systems | SOFTSOUND SX 2500 R410A HP | COMFORTMAKER | CSH530GKA* |  | EHD4X30A** | MV12**17C* | 28200 | 12.5 | 15 | 27800 | 8.5 | 16700 | 1 | HRCU-A-CB |  |  | 223 | 669 | Yes
4993774 | Active | Systems | SOFTSOUND SX 2500 R410A HP | COMFORTMAKER | CSH530GKA* |  | EHD4X36A** | *8MV*0901716** | 28400 | 12.5 | 15 | 27800 | 8.5 | 16700 | 1 | HRCU-A-CB |  |  | 224 | 669 | Yes
4993775 | Active | Systems | SOFTSOUND SX 2500 R410A HP | COMFORTMAKER | CSH530GKA* |  | EHD4X36A** | *8MV*1102120** | 28400 | 12.5 | 15 | 28000 | 8.5 | 16800 | 1 | HRCU-A-CB |  |  | 224 | 669 | Yes
4993776 | Active | Systems | SOFTSOUND SX 2500 R410A HP | COMFORTMAKER | CSH530GKA* |  | EHD4X36A** | *8MV*1352422** | 28400 | 12.5 | 15 | 28000 | 8.5 | 16800 | 1 | HRCU-A-CB |  |  | 224 | 669 | Yes
4993778 | Active | Systems | SOFTSOUND SX 2500 R410A HP | COMFORTMAKER | CSH530GKA* |  | EHD4X36A** | *8MX*0902116** | 28600 | 12.5 | 15 | 28200 | 8.5 | 17000 | 1 | HRCU-A-CB |  |  | 226 | 669 | Yes
4993905 | Active | Systems | SOFTSOUND SX 2500 R410A HP | COMFORTMAKER | CSH530GKA* |  | EHD4X36A** | *9MA*0801714A** | 28400 | 12.5 | 15 | 28200 | 8.5 | 17000 | 1 | HRCU-A-CB |  |  | 224 | 669 | Yes
5150106 | Active | Systems | SOFTSOUND SX 2500 R410A HP | COMFORTMAKER | CSH530GKA* |  | EHD4X36A** | *9MA*0802120A** | 28600 | 12.5 | 15 | 28000 | 8.5 | 16900 | 1 | HRCU-A-CB |  |  | 226 | 669 | Yes
5150107 | Active | Systems | SOFTSOUND SX 2500 R410A HP | COMFORTMAKER | CSH530GKA* |  | EHD4X36A** | *9MA*1002122A** | 28800 | 12.7 | 15 | 28200 | 8.5 | 16900 | 1 | HRCU-A-CB |  |  | 227 | 669 | Yes
4993907 | Active | Systems | SOFTSOUND SX 2500 R410A HP | COMFORTMAKER | CSH530GKA* |  | EHD4X36A** | *9MA*1202422A** | 28600 | 12.5 | 15 | 28000 | 8.5 | 16900 | 1 | HRCU-A-CB |  |  | 226 | 669 | Yes
4993909 | Active | Systems | SOFTSOUND SX 2500 R410A HP | COMFORTMAKER | CSH530GKA* |  | EHD4X36A** | *9MV*0801716A** | 28400 | 12.5 | 15 | 28200 | 8.5 | 16900 | 1 | HRCU-A-CB |  |  | 224 | 669 | Yes
5150108 | Active | Systems | SOFTSOUND SX 2500 R410A HP | COMFORTMAKER | CSH530GKA* |  | EHD4X36A** | *9MV*0802120A** | 28600 | 12.7 | 15 | 28000 | 8.5 | 16800 | 1 | HRCU-A-CB |  |  | 226 | 669 | Yes
5150109 | Active | Systems | SOFTSOUND SX 2500 R410A HP | COMFORTMAKER | CSH530GKA* |  | EHD4X36A** | *9MV*1002120A** | 28400 | 12.5 | 15 | 27800 | 8.5 | 16700 | 1 | HRCU-A-CB |  |  | 224 | 669 | Yes
4993911 | Active | Systems | SOFTSOUND SX 2500 R410A HP | COMFORTMAKER | CSH530GKA* |  | EHD4X36A** | *9MV*1202422A** | 28600 | 12.5 | 15 | 28000 | 8.5 | 16900 | 1 | HRCU-A-CB |  |  | 226 | 669 | Yes
5416605 | Active | Systems | SOFTSOUND SX 2500 R410A HP | COMFORTMAKER | CSH530GKA* |  | EHD4X36A** | MV08**14C* | 28400 | 12.7 | 15.2 | 27800 | 8.5 | 16600 | 1 | HRCU-A-CB |  |  | 221 | 669 | Yes
5416606 | Active | Systems | SOFTSOUND SX 2500 R410A HP | COMFORTMAKER | CSH530GKA* |  | EHD4X36A** | MV12**17C* | 28800 | 12.7 | 15.2 | 28000 | 8.5 | 16700 | 1 | HRCU-A-CB |  |  | 224 | 669 | Yes
4993972 | Active | Systems | SOFTSOUND SX 2500 R410A HP | COMFORTMAKER | CSH530GKA* |  | EHD4X36A** | OMV112K14A | 28600 | 12.5 | 15 | 28000 | 8.5 | 16900 | 1 | HRCU-A-CB |  |  | 226 | 669 | Yes
5416607 | Active | Systems | SOFTSOUND SX 2500 R410A HP | COMFORTMAKER | CSH530GKA* |  | EHD4X42A** | MV08**14C* | 28600 | 12.7 | 15.2 | 27800 | 8.5 | 16600 | 1 | HRCU-A-CB |  |  | 223 | 669 | Yes
5416608 | Active | Systems | SOFTSOUND SX 2500 R410A HP | COMFORTMAKER | CSH530GKA* |  | EHD4X42A** | MV12**17C* | 28800 | 12.7 | 15.5 | 28000 | 8.5 | 16800 | 1 | HRCU-A-CB |  |  | 220 | 669 | Yes
4993743 | Active | Systems | SOFTSOUND SX 2500 R410A HP | COMFORTMAKER | CSH530GKA* |  | EN(A,D)4X30*17** | *8MV*0901716** | 27800 | 12.5 | 15 | 27600 | 8.5 | 16600 | 1 | HRCU-A-CB |  |  | 219 | 669 | Yes
5416591 | Active | Systems | SOFTSOUND SX 2500 R410A HP | COMFORTMAKER | CSH530GKA* |  | EN(A,D)4X30*17** | MV12**17C* | 28200 | 12.5 | 15 | 27600 | 8.5 | 16600 | 1 | HRCU-A-CB |  |  | 223 | 669 | Yes
4993749 | Active | Systems | SOFTSOUND SX 2500 R410A HP | COMFORTMAKER | CSH530GKA* |  | EN(A,D)4X36*21** | *8MV*1102120** | 27800 | 12.5 | 15 | 27800 | 8.5 | 16700 | 1 | HRCU-A-CB |  |  | 219 | 669 | Yes
5150097 | Active | Systems | SOFTSOUND SX 2500 R410A HP | COMFORTMAKER | CSH530GKA* |  | EN(A,D)4X36*21** | *9MA*1002122A** | 28200 | 12.5 | 15 | 27800 | 8.5 | 16800 | 1 | HRCU-A-CB |  |  | 223 | 669 | Yes
5416594 | Active | Systems | SOFTSOUND SX 2500 R410A HP | COMFORTMAKER | CSH530GKA* |  | EN(A,D)4X36*21** | MV12**17C* | 28200 | 12.5 | 15 | 27600 | 8.5 | 16600 | 1 | HRCU-A-CB |  |  | 223 | 669 | Yes
4993746 | Active | Systems | SOFTSOUND SX 2500 R410A HP | COMFORTMAKER | CSH530GKA* |  | EN(A,D,W)4X36*17** | *8MV*0901716** | 27800 | 12.5 | 15 | 27600 | 8.5 | 16600 | 1 | HRCU-A-CB |  |  | 219 | 669 | Yes
5416593 | Active | Systems | SOFTSOUND SX 2500 R410A HP | COMFORTMAKER | CSH530GKA* |  | EN(A,D,W)4X36*17** | MV12**17C* | 28200 | 12.5 | 15 | 27600 | 8.5 | 16600 | 1 | HRCU-A-CB |  |  | 223 | 669 | Yes
5416597 | Active | Systems | SOFTSOUND SX 2500 R410A HP | COMFORTMAKER | CSH530GKA* |  | EN(A,D,W)4X42*21** | MV12**17C* | 28400 | 12.7 | 15.2 | 27800 | 8.5 | 16700 | 1 | HRCU-A-CB |  |  | 221 | 669 | Yes
5416595 | Active | Systems | SOFTSOUND SX 2500 R410A HP | COMFORTMAKER | CSH530GKA* |  | END4X42*17** | MV08**14C* | 28400 | 12.7 | 15.2 | 27800 | 8.5 | 16600 | 1 | HRCU-A-CB |  |  | 221 | 669 | Yes
5416596 | Active | Systems | SOFTSOUND SX 2500 R410A HP | COMFORTMAKER | CSH530GKA* |  | END4X42*17** | MV12**17C* | 28600 | 12.7 | 15.2 | 28000 | 8.5 | 16700 | 1 | HRCU-A-CB |  |  | 223 | 669 | Yes
4993753 | Active | Systems | SOFTSOUND SX 2500 R410A HP | COMFORTMAKER | CSH530GKA* |  | ENH4X30*17** | *8MV*0901716** | 27800 | 12.5 | 15 | 27600 | 8.5 | 16600 | 1 | HRCU-A-CB |  |  | 219 | 669 | Yes
4993755 | Active | Systems | SOFTSOUND SX 2500 R410A HP | COMFORTMAKER | CSH530GKA* |  | ENH4X30*17** | *8MV*1352422** | 27800 | 12.5 | 15 | 27600 | 8.5 | 16700 | 1 | HRCU-A-CB |  |  | 219 | 669 | Yes
5416599 | Active | Systems | SOFTSOUND SX 2500 R410A HP | COMFORTMAKER | CSH530GKA* |  | ENH4X30*17** | MV12**17C* | 28200 | 12.5 | 15 | 27600 | 8.5 | 16600 | 1 | HRCU-A-CB |  |  | 223 | 669 | Yes
4993760 | Active | Systems | SOFTSOUND SX 2500 R410A HP | COMFORTMAKER | CSH530GKA* |  | ENH4X36*17** | *8MV*0901716** | 27800 | 12.5 | 15 | 27600 | 8.5 | 16600 | 1 | HRCU-A-CB |  |  | 219 | 669 | Yes
4993762 | Active | Systems | SOFTSOUND SX 2500 R410A HP | COMFORTMAKER | CSH530GKA* |  | ENH4X36*17** | *8MV*1352422** | 27800 | 12.5 | 15 | 27600 | 8.5 | 16700 | 1 | HRCU-A-CB |  |  | 219 | 669 | Yes
5416601 | Active | Systems | SOFTSOUND SX 2500 R410A HP | COMFORTMAKER | CSH530GKA* |  | ENH4X36*17** | MV12**17C* | 28200 | 12.5 | 15 | 27600 | 8.5 | 16600 | 1 | HRCU-A-CB |  |  | 223 | 669 | Yes
5416602 | Active | Systems | SOFTSOUND SX 2500 R410A HP | COMFORTMAKER | CSH530GKA* |  | ENH4X42*21** | MV12**17C* | 28400 | 12.7 | 15.2 | 27800 | 8.5 | 16700 | 1 | HRCU-A-CB |  |  | 221 | 669 | Yes
4994144 | Active | Systems | SOFTSOUND SX 2500 R410A HP | COMFORTMAKER | CSH530GKA* |  | FCM4X24****+WALLCON |  | 28000 | 12.5 | 15 | 27800 | 8.5 | 16800 | 1 | HRCU-A-CB |  |  | 221 | 669 | Yes
4994145 | Active | Systems | SOFTSOUND SX 2500 R410A HP | COMFORTMAKER | CSH530GKA* |  | FCM4X36****+WALLCON |  | 28200 | 12.7 | 15.2 | 27600 | 8.5 | 16600 | 1 | HRCU-A-CB |  |  | 220 | 669 | Yes
4994142 | Active | Systems | SOFTSOUND SX 2500 R410A HP | COMFORTMAKER | CSH530GKA* |  | FVM4X24**** |  | 28000 | 12.5 | 15 | 27800 | 8.5 | 16800 | 1 | HRCU-A-CB |  |  | 221 | 669 | Yes
4994143 | Active | Systems | SOFTSOUND SX 2500 R410A HP | COMFORTMAKER | CSH530GKA* |  | FVM4X36**** |  | 28200 | 12.5 | 15 | 27600 | 8.5 | 16600 | 1 | HRCU-A-CB |  |  | 223 | 669 | Yes
4993723 | Active | Systems | SOFTSOUND SX 2500 R410A HP | COMFORTMAKER | CSH530GKA* |  | FXM4X30**A* |  | 28400 | 12.5 | 15 | 28200 | 8.5 | 17000 | 1 | HRCU-A-CB | Yes |  | 224 | 669 | Yes
4993793 | Active | Systems | SOFTSOUND SX 2500 R410A HP | COMFORTMAKER | CSH530GKA* |  | FXM4X36**A* |  | 29000 | 12.5 | 15 | 28000 | 8.5 | 17100 | 1 | HRCU-A-CB |  |  | 229 | 669 | Yes
5616249 | Active | Systems | SOFTSOUND SX 2500 R410A HP | COMFORTMAKER | CSH530HKA* |  | FCM4X48****+WALLCON |  | 28200 | 12.5 | 15.5 | 27600 | 9 | 17300 | 1 | HRCU-A-CB |  |  | 215 | 632 | Yes
5466474 | Active | Systems | SOFTSOUND SX 2500 R410A HP | COMFORTMAKER | CSH530HKA* |  | FVM4X48**** |  | 28200 | 12.5 | 15.5 | 27200 | 9 | 17300 | 1 | HRCU-A-CB | Yes |  | 215 | 527 | Yes
5466633 | Active | Systems | SOFTSOUND SX 2500 R410A HP | COMFORTMAKER | CSH530HKA* |  | FXM4X36**A* |  | 27800 | 12.5 | 15.2 | 27400 | 8.8 | 17600 | 1 | HRCU-A-CB |  |  | 217 | 539 | Yes
5416823 | Active | Systems | SOFTSOUND SX 2500 R410A HP | COMFORTMAKER | CSH536GKA* |  | EA*4X48*21A* | MV16**21C* | 34800 | 12.5 | 15 | 34000 | 8.5 | 21200 | 1 | HRCU-A-CB |  |  | 275 | 781 | Yes
5416824 | Active | Systems | SOFTSOUND SX 2500 R410A HP | COMFORTMAKER | CSH536GKA* |  | EA*4X48*24A* | MV16**21C* | 34800 | 12.5 | 15.2 | 34000 | 8.5 | 21200 | 1 | HRCU-A-CB |  |  | 271 | 781 | Yes
5416825 | Active | Systems | SOFTSOUND SX 2500 R410A HP | COMFORTMAKER | CSH536GKA* |  | EA*4X48*24A* | MV20**24C* | 34600 | 12.5 | 15.2 | 33800 | 8.5 | 21200 | 1 | HRCU-A-CB |  |  | 270 | 781 | Yes
4997689 | Active | Systems | SOFTSOUND SX 2500 R410A HP | COMFORTMAKER | CSH536GKA* |  | EHD4X36A** | *8MX*1102120** | 34600 | 12.5 | 15 | 34200 | 8.5 | 21400 | 1 | HRCU-A-CB |  |  | 273 | 781 | Yes
4997692 | Active | Systems | SOFTSOUND SX 2500 R410A HP | COMFORTMAKER | CSH536GKA* |  | EHD4X42A** | *8MV*0901716** | 34400 | 12.5 | 15 | 34000 | 8.5 | 21400 | 1 | HRCU-A-CB |  |  | 272 | 781 | Yes
4997693 | Active | Systems | SOFTSOUND SX 2500 R410A HP | COMFORTMAKER | CSH536GKA* |  | EHD4X42A** | *8MV*1102120** | 34600 | 12.5 | 15 | 34000 | 8.5 | 21400 | 1 | HRCU-A-CB |  |  | 273 | 781 | Yes
4997694 | Active | Systems | SOFTSOUND SX 2500 R410A HP | COMFORTMAKER | CSH536GKA* |  | EHD4X42A** | *8MV*1352422** | 34600 | 12.5 | 15 | 34000 | 8.5 | 21400 | 1 | HRCU-A-CB |  |  | 273 | 781 | Yes
4997697 | Active | Systems | SOFTSOUND SX 2500 R410A HP | COMFORTMAKER | CSH536GKA* |  | EHD4X42A** | *8MX*0902116** | 34800 | 12.5 | 15 | 34200 | 8.5 | 21600 | 1 | HRCU-A-CB |  |  | 275 | 781 | Yes
4997698 | Active | Systems | SOFTSOUND SX 2500 R410A HP | COMFORTMAKER | CSH536GKA* |  | EHD4X42A** | *8MX*1102120** | 35000 | 12.5 | 15 | 34200 | 8.5 | 21600 | 1 | HRCU-A-CB |  |  | 276 | 781 | Yes
5150441 | Active | Systems | SOFTSOUND SX 2500 R410A HP | COMFORTMAKER | CSH536GKA* |  | EHD4X42A** | *9MA*0802120A** | 34600 | 12.5 | 15 | 33800 | 8.5 | 21200 | 1 | HRCU-A-CB |  |  | 273 | 781 | Yes
5416850 | Active | Systems | SOFTSOUND SX 2500 R410A HP | COMFORTMAKER | CSH536GKA* |  | EHD4X42A** | MV16**21C* | 35000 | 12.5 | 15.2 | 34000 | 8.5 | 21400 | 1 | HRCU-A-CB |  |  | 273 | 781 | Yes
5416851 | Active | Systems | SOFTSOUND SX 2500 R410A HP | COMFORTMAKER | CSH536GKA* |  | EHD4X42A** | MV20**24C* | 34800 | 12.5 | 15.2 | 34000 | 8.5 | 21200 | 1 | HRCU-A-CB |  |  | 271 | 781 | Yes
5416853 | Active | Systems | SOFTSOUND SX 2500 R410A HP | COMFORTMAKER | CSH536GKA* |  | EHD4X48A** | MV12**17C* | 35000 | 12.5 | 15 | 34200 | 8.5 | 21400 | 1 | HRCU-A-CB |  |  | 276 | 781 | Yes
5416854 | Active | Systems | SOFTSOUND SX 2500 R410A HP | COMFORTMAKER | CSH536GKA* |  | EHD4X48A** | MV16**21C* | 35000 | 12.5 | 15.2 | 34000 | 8.5 | 21400 | 1 | HRCU-A-CB |  |  | 273 | 781 | Yes
5416855 | Active | Systems | SOFTSOUND SX 2500 R410A HP | COMFORTMAKER | CSH536GKA* |  | EHD4X48A** | MV20**24C* | 35000 | 12.5 | 15.2 | 34000 | 8.5 | 21200 | 1 | HRCU-A-CB |  |  | 273 | 781 | Yes
5416836 | Active | Systems | SOFTSOUND SX 2500 R410A HP | COMFORTMAKER | CSH536GKA* |  | EN(A,D)4X48*24** | MV16**21C* | 34800 | 12.5 | 15.2 | 34000 | 8.5 | 21200 | 1 | HRCU-A-CB |  |  | 271 | 781 | Yes
5416837 | Active | Systems | SOFTSOUND SX 2500 R410A HP | COMFORTMAKER | CSH536GKA* |  | EN(A,D)4X48*24** | MV20**24C* | 34800 | 12.5 | 15.2 | 33800 | 8.5 | 21200 | 1 | HRCU-A-CB |  |  | 271 | 781 | Yes
5416834 | Active | Systems | SOFTSOUND SX 2500 R410A HP | COMFORTMAKER | CSH536GKA* |  | EN(A,D,W)4X48*21** | MV12**17C* | 34800 | 12.5 | 15 | 34000 | 8.5 | 21400 | 1 | HRCU-A-CB |  |  | 275 | 781 | Yes
5416835 | Active | Systems | SOFTSOUND SX 2500 R410A HP | COMFORTMAKER | CSH536GKA* |  | EN(A,D,W)4X48*21** | MV16**21C* | 34800 | 12.5 | 15.2 | 34000 | 8.5 | 21200 | 1 | HRCU-A-CB |  |  | 271 | 781 | Yes
5416842 | Active | Systems | SOFTSOUND SX 2500 R410A HP | COMFORTMAKER | CSH536GKA* |  | ENH4X48*21** | MV12**17C* | 34800 | 12.5 | 15 | 34000 | 8.5 | 21400 | 1 | HRCU-A-CB |  |  | 275 | 781 | Yes
5416843 | Active | Systems | SOFTSOUND SX 2500 R410A HP | COMFORTMAKER | CSH536GKA* |  | ENH4X48*21** | MV16**21C* | 34800 | 12.5 | 15.2 | 34000 | 8.5 | 21200 | 1 | HRCU-A-CB |  |  | 271 | 781 | Yes
4998165 | Active | Systems | SOFTSOUND SX 2500 R410A HP | COMFORTMAKER | CSH536GKA* |  | FCM4X48****+WALLCON |  | 35000 | 12.5 | 15.2 | 34000 | 9.2 | 21400 | 1 | HRCU-A-CB |  |  | 273 | 721 | Yes
4998162 | Active | Systems | SOFTSOUND SX 2500 R410A HP | COMFORTMAKER | CSH536GKA* |  | FVM4X48**** |  | 35000 | 12.5 | 15.2 | 34000 | 9.2 | 21400 | 1 | HRCU-A-CB |  |  | 273 | 721 | Yes
4997628 | Active | Systems | SOFTSOUND SX 2500 R410A HP | COMFORTMAKER | CSH536GKA* |  | FXM4X36**A* |  | 35000 | 12.5 | 15 | 34400 | 8.5 | 21800 | 1 | HRCU-A-CB | Yes |  | 276 | 781 | Yes
4997708 | Active | Systems | SOFTSOUND SX 2500 R410A HP | COMFORTMAKER | CSH536GKA* |  | FXM4X42**A* |  | 35000 | 12.5 | 15 | 34400 | 8.5 | 21800 | 1 | HRCU-A-CB |  |  | 276 | 781 | Yes
5616263 | Active | Systems | SOFTSOUND SX 2500 R410A HP | COMFORTMAKER | CSH536HKA* |  | FCM4X48****+WALLCON |  | 34400 | 12.5 | 15 | 33800 | 9.5 | 21200 | 1 | HRCU-A-CB |  |  | 272 | 699 | Yes
5467701 | Active | Systems | SOFTSOUND SX 2500 R410A HP | COMFORTMAKER | CSH536HKA* |  | FVM4X48**** |  | 34200 | 12.5 | 15.5 | 33200 | 9 | 21200 | 1 | HRCU-A-CB | Yes |  | 261 | 737 | Yes
5001412 | Active | Systems | SOFTSOUND SX 2500 R410A HP | COMFORTMAKER | CSH542GKA* |  | EA*4X48*17A* | *8MV*0901716** | 41500 | 12.5 | 15 | 42000 | 8.5 | 26400 | 1 | HRCU-A-CB |  |  | 328 | 892 | Yes
5001416 | Active | Systems | SOFTSOUND SX 2500 R410A HP | COMFORTMAKER | CSH542GKA* |  | EA*4X48*21A* | *8MX*0902116** | 41500 | 12.5 | 15 | 42000 | 8.5 | 26200 | 1 | HRCU-A-CB |  |  | 328 | 892 | Yes
5001417 | Active | Systems | SOFTSOUND SX 2500 R410A HP | COMFORTMAKER | CSH542GKA* |  | EA*4X48*21A* | *8MX*1102120** | 41500 | 12.5 | 15 | 41500 | 8.5 | 26200 | 1 | HRCU-A-CB |  |  | 328 | 892 | Yes
5417116 | Active | Systems | SOFTSOUND SX 2500 R410A HP | COMFORTMAKER | CSH542GKA* |  | EA*4X48*21A* | MV16**21C* | 41500 | 12.5 | 15 | 42000 | 8.5 | 26200 | 1 | HRCU-A-CB |  |  | 328 | 892 | Yes
5001419 | Active | Systems | SOFTSOUND SX 2500 R410A HP | COMFORTMAKER | CSH542GKA* |  | EA*4X48*24A* | *8MV*1352422** | 41500 | 12.5 | 15 | 41500 | 8.5 | 26000 | 1 | HRCU-A-CB |  |  | 328 | 892 | Yes
5001420 | Active | Systems | SOFTSOUND SX 2500 R410A HP | COMFORTMAKER | CSH542GKA* |  | EA*4X48*24A* | *8MX*1352420** | 41500 | 12.5 | 15 | 42000 | 8.5 | 26200 | 1 | HRCU-A-CB |  |  | 328 | 892 | Yes
5150966 | Active | Systems | SOFTSOUND SX 2500 R410A HP | COMFORTMAKER | CSH542GKA* |  | EA*4X48*24A* | *9MA*1002122A** | 41500 | 12.5 | 15 | 42000 | 8.5 | 26200 | 1 | HRCU-A-CB |  |  | 328 | 892 | Yes
5150968 | Active | Systems | SOFTSOUND SX 2500 R410A HP | COMFORTMAKER | CSH542GKA* |  | EA*4X48*24A* | *9MV*1002120A** | 41500 | 12.5 | 15 | 42000 | 8.5 | 26200 | 1 | HRCU-A-CB |  |  | 328 | 892 | Yes
5001528 | Active | Systems | SOFTSOUND SX 2500 R410A HP | COMFORTMAKER | CSH542GKA* |  | EA*4X48*24A* | *9MV*1202422A** | 41500 | 12.5 | 15 | 42000 | 8.5 | 26200 | 1 | HRCU-A-CB |  |  | 328 | 892 | Yes
5150970 | Active | Systems | SOFTSOUND SX 2500 R410A HP | COMFORTMAKER | CSH542GKA* |  | EA*4X48*24A* | *9MX*1002120A** | 41500 | 12.5 | 15 | 42000 | 8.5 | 26200 | 1 | HRCU-A-CB |  |  | 328 | 892 | Yes
5001530 | Active | Systems | SOFTSOUND SX 2500 R410A HP | COMFORTMAKER | CSH542GKA* |  | EA*4X48*24A* | *9MX*1202422A** | 42000 | 12.5 | 15 | 42000 | 8.5 | 26600 | 1 | HRCU-A-CB |  |  | 332 | 892 | Yes
5417117 | Active | Systems | SOFTSOUND SX 2500 R410A HP | COMFORTMAKER | CSH542GKA* |  | EA*4X48*24A* | MV16**21C* | 42000 | 12.5 | 15 | 42000 | 8.5 | 26200 | 1 | HRCU-A-CB |  |  | 332 | 892 | Yes
5417118 | Active | Systems | SOFTSOUND SX 2500 R410A HP | COMFORTMAKER | CSH542GKA* |  | EA*4X48*24A* | MV20**24C* | 41500 | 12.5 | 15 | 42000 | 8.5 | 26000 | 1 | HRCU-A-CB |  |  | 328 | 892 | Yes
5001641 | Active | Systems | SOFTSOUND SX 2500 R410A HP | COMFORTMAKER | CSH542GKA* |  | EA*4X48*24A* | OLV154F20A | 42500 | 12.5 | 15 | 42000 | 8.5 | 27000 | 1 | HRCU-A-CB |  |  | 335 | 892 | Yes
5417119 | Active | Systems | SOFTSOUND SX 2500 R410A HP | COMFORTMAKER | CSH542GKA* |  | EA*4X60*21A* | MV12**17C* | 42000 | 12.7 | 15.2 | 42000 | 8.5 | 26400 | 1 | HRCU-A-CB |  |  | 327 | 892 | Yes
5417120 | Active | Systems | SOFTSOUND SX 2500 R410A HP | COMFORTMAKER | CSH542GKA* |  | EA*4X60*21A* | MV16**21C* | 42000 | 12.7 | 15.2 | 42000 | 8.8 | 26400 | 1 | HRCU-A-CB |  |  | 327 | 862 | Yes
5417121 | Active | Systems | SOFTSOUND SX 2500 R410A HP | COMFORTMAKER | CSH542GKA* |  | EA*4X60*24A* | MV16**21C* | 42000 | 12.7 | 15.2 | 42000 | 8.8 | 26400 | 1 | HRCU-A-CB |  |  | 327 | 862 | Yes
5417122 | Active | Systems | SOFTSOUND SX 2500 R410A HP | COMFORTMAKER | CSH542GKA* |  | EA*4X60*24A* | MV20**24C* | 42000 | 12.7 | 15.2 | 42000 | 8.5 | 26200 | 1 | HRCU-A-CB |  |  | 327 | 892 | Yes
5001780 | Discontinued | Systems | SOFTSOUND SX 2500 R410A HP | COMFORTMAKER | CSH542GKA* |  | ED*4X48F** | *8MV*0901716** | 41500 | 12.5 | 15 | 42000 | 8.5 | 26400 | 1 | HRCU-A-CB |  |  | 328 | 892 | Yes
5001781 | Discontinued | Systems | SOFTSOUND SX 2500 R410A HP | COMFORTMAKER | CSH542GKA* |  | ED*4X48F** | *8MV*1102120** | 41500 | 12.5 | 15 | 42000 | 8.5 | 26400 | 1 | HRCU-A-CB |  |  | 328 | 892 | Yes
5001783 | Discontinued | Systems | SOFTSOUND SX 2500 R410A HP | COMFORTMAKER | CSH542GKA* |  | ED*4X48F** | *8MX*0902116** | 42000 | 12.5 | 15 | 42000 | 8.5 | 26400 | 1 | HRCU-A-CB |  |  | 332 | 892 | Yes
5001784 | Discontinued | Systems | SOFTSOUND SX 2500 R410A HP | COMFORTMAKER | CSH542GKA* |  | ED*4X48F** | *8MX*1102120** | 42000 | 12.5 | 15 | 42000 | 8.5 | 26200 | 1 | HRCU-A-CB |  |  | 332 | 892 | Yes
5150994 | Discontinued | Systems | SOFTSOUND SX 2500 R410A HP | COMFORTMAKER | CSH542GKA* |  | ED*4X48F** | *9MA*1002122A** | 42000 | 12.5 | 15 | 42500 | 8.5 | 26400 | 1 | HRCU-A-CB |  |  | 332 | 892 | Yes
5150996 | Discontinued | Systems | SOFTSOUND SX 2500 R410A HP | COMFORTMAKER | CSH542GKA* |  | ED*4X48F** | *9MV*1002120A** | 41500 | 12.5 | 15 | 42500 | 8.5 | 26200 | 1 | HRCU-A-CB |  |  | 328 | 892 | Yes
5150998 | Discontinued | Systems | SOFTSOUND SX 2500 R410A HP | COMFORTMAKER | CSH542GKA* |  | ED*4X48F** | *9MX*1002120A** | 41500 | 12.5 | 15 | 42500 | 8.5 | 26200 | 1 | HRCU-A-CB |  |  | 328 | 892 | Yes
5001806 | Discontinued | Systems | SOFTSOUND SX 2500 R410A HP | COMFORTMAKER | CSH542GKA* |  | ED*4X48L** | *8MV*1102120** | 41500 | 12.5 | 15 | 41500 | 8.5 | 26200 | 1 | HRCU-A-CB |  |  | 328 | 892 | Yes
5001807 | Discontinued | Systems | SOFTSOUND SX 2500 R410A HP | COMFORTMAKER | CSH542GKA* |  | ED*4X48L** | *8MV*1352422** | 41500 | 12.5 | 15 | 41500 | 8.5 | 26000 | 1 | HRCU-A-CB |  |  | 328 | 892 | Yes
5001808 | Discontinued | Systems | SOFTSOUND SX 2500 R410A HP | COMFORTMAKER | CSH542GKA* |  | ED*4X48L** | *8MX*0902116** | 41500 | 12.5 | 15 | 42000 | 8.5 | 26200 | 1 | HRCU-A-CB |  |  | 328 | 892 | Yes
5001809 | Discontinued | Systems | SOFTSOUND SX 2500 R410A HP | COMFORTMAKER | CSH542GKA* |  | ED*4X48L** | *8MX*1102120** | 41500 | 12.5 | 15 | 42000 | 8.5 | 26200 | 1 | HRCU-A-CB |  |  | 328 | 892 | Yes
5001810 | Discontinued | Systems | SOFTSOUND SX 2500 R410A HP | COMFORTMAKER | CSH542GKA* |  | ED*4X48L** | *8MX*1352420** | 41500 | 12.5 | 15 | 42000 | 8.5 | 26200 | 1 | HRCU-A-CB |  |  | 328 | 892 | Yes
5151010 | Discontinued | Systems | SOFTSOUND SX 2500 R410A HP | COMFORTMAKER | CSH542GKA* |  | ED*4X48L** | *9MV*1002120A** | 41500 | 12.5 | 15 | 42000 | 8.5 | 26200 | 1 | HRCU-A-CB |  |  | 328 | 892 | Yes
5001803 | Discontinued | Systems | SOFTSOUND SX 2500 R410A HP | COMFORTMAKER | CSH542GKA* |  | ED*4X48L** | *9MV*1202422A** | 41500 | 12.5 | 15 | 42000 | 8.5 | 26200 | 1 | HRCU-A-CB |  |  | 328 | 892 | Yes
5151012 | Discontinued | Systems | SOFTSOUND SX 2500 R410A HP | COMFORTMAKER | CSH542GKA* |  | ED*4X48L** | *9MX*1002120A** | 41500 | 12.5 | 15 | 42000 | 8.5 | 26200 | 1 | HRCU-A-CB |  |  | 328 | 892 | Yes
5001805 | Discontinued | Systems | SOFTSOUND SX 2500 R410A HP | COMFORTMAKER | CSH542GKA* |  | ED*4X48L** | *9MX*1202422A** | 42000 | 12.5 | 15 | 42000 | 8.5 | 26600 | 1 | HRCU-A-CB |  |  | 332 | 892 | Yes
5001820 | Discontinued | Systems | SOFTSOUND SX 2500 R410A HP | COMFORTMAKER | CSH542GKA* |  | ED*4X48L** | OLV154F20A | 42500 | 12.5 | 15 | 42000 | 8.5 | 27000 | 1 | HRCU-A-CB |  |  | 335 | 892 | Yes
5001457 | Active | Systems | SOFTSOUND SX 2500 R410A HP | COMFORTMAKER | CSH542GKA* |  | EHD4X42A** | *8MV*0901716** | 41500 | 12.5 | 15 | 42000 | 8.5 | 26200 | 1 | HRCU-A-CB |  |  | 328 | 892 | Yes
5001458 | Active | Systems | SOFTSOUND SX 2500 R410A HP | COMFORTMAKER | CSH542GKA* |  | EHD4X42A** | *8MV*1102120** | 41500 | 12.5 | 15 | 42500 | 8.5 | 26200 | 1 | HRCU-A-CB |  |  | 328 | 892 | Yes
5001459 | Active | Systems | SOFTSOUND SX 2500 R410A HP | COMFORTMAKER | CSH542GKA* |  | EHD4X42A** | *8MV*1352422** | 42000 | 12.5 | 15 | 42000 | 8.5 | 26200 | 1 | HRCU-A-CB |  |  | 332 | 892 | Yes
5001461 | Active | Systems | SOFTSOUND SX 2500 R410A HP | COMFORTMAKER | CSH542GKA* |  | EHD4X42A** | *8MX*0902116** | 42000 | 12.5 | 15 | 42500 | 8.5 | 26200 | 1 | HRCU-A-CB |  |  | 332 | 892 | Yes
5001462 | Active | Systems | SOFTSOUND SX 2500 R410A HP | COMFORTMAKER | CSH542GKA* |  | EHD4X42A** | *8MX*1102120** | 42000 | 12.5 | 15 | 42000 | 8.5 | 26200 | 1 | HRCU-A-CB |  |  | 332 | 892 | Yes
5001463 | Active | Systems | SOFTSOUND SX 2500 R410A HP | COMFORTMAKER | CSH542GKA* |  | EHD4X42A** | *8MX*1352420** | 42000 | 12.5 | 15 | 42500 | 8.5 | 26200 | 1 | HRCU-A-CB |  |  | 332 | 892 | Yes
5151050 | Active | Systems | SOFTSOUND SX 2500 R410A HP | COMFORTMAKER | CSH542GKA* |  | EHD4X42A** | *9MA*1002122A** | 41500 | 12.5 | 15 | 42500 | 8.5 | 26200 | 1 | HRCU-A-CB |  |  | 328 | 892 | Yes
5001612 | Active | Systems | SOFTSOUND SX 2500 R410A HP | COMFORTMAKER | CSH542GKA* |  | EHD4X42A** | *9MA*1202422A** | 41500 | 12.5 | 15 | 42000 | 8.5 | 26000 | 1 | HRCU-A-CB |  |  | 328 | 892 | Yes
5151051 | Active | Systems | SOFTSOUND SX 2500 R410A HP | COMFORTMAKER | CSH542GKA* |  | EHD4X42A** | *9MV*0802120A** | 41500 | 12.5 | 15 | 42000 | 8.5 | 26200 | 1 | HRCU-A-CB |  |  | 328 | 892 | Yes
5151052 | Active | Systems | SOFTSOUND SX 2500 R410A HP | COMFORTMAKER | CSH542GKA* |  | EHD4X42A** | *9MV*1002120A** | 41500 | 12.5 | 15 | 42000 | 8.5 | 26200 | 1 | HRCU-A-CB |  |  | 328 | 892 | Yes
5001616 | Active | Systems | SOFTSOUND SX 2500 R410A HP | COMFORTMAKER | CSH542GKA* |  | EHD4X42A** | *9MV*1202422A** | 41500 | 12.5 | 15 | 42000 | 8.5 | 26200 | 1 | HRCU-A-CB |  |  | 328 | 892 | Yes
5151053 | Active | Systems | SOFTSOUND SX 2500 R410A HP | COMFORTMAKER | CSH542GKA* |  | EHD4X42A** | *9MX*0802120A** | 42000 | 12.5 | 15 | 42500 | 8.5 | 26400 | 1 | HRCU-A-CB |  |  | 332 | 892 | Yes
5151054 | Active | Systems | SOFTSOUND SX 2500 R410A HP | COMFORTMAKER | CSH542GKA* |  | EHD4X42A** | *9MX*1002120A** | 41500 | 12.5 | 15 | 42000 | 8.5 | 26200 | 1 | HRCU-A-CB |  |  | 328 | 892 | Yes
5001620 | Active | Systems | SOFTSOUND SX 2500 R410A HP | COMFORTMAKER | CSH542GKA* |  | EHD4X42A** | *9MX*1202422A** | 42000 | 12.5 | 15 | 42500 | 8.5 | 26600 | 1 | HRCU-A-CB |  |  | 332 | 892 | Yes
5417139 | Active | Systems | SOFTSOUND SX 2500 R410A HP | COMFORTMAKER | CSH542GKA* |  | EHD4X42A** | MV16**21C* | 42000 | 12.5 | 15 | 42000 | 8.5 | 26400 | 1 | HRCU-A-CB |  |  | 332 | 892 | Yes
5417140 | Active | Systems | SOFTSOUND SX 2500 R410A HP | COMFORTMAKER | CSH542GKA* |  | EHD4X42A** | MV20**24C* | 42000 | 12.5 | 15 | 42000 | 8.5 | 26200 | 1 | HRCU-A-CB |  |  | 332 | 892 | Yes
5001669 | Active | Systems | SOFTSOUND SX 2500 R410A HP | COMFORTMAKER | CSH542GKA* |  | EHD4X42A** | OLV154F20A | 42500 | 12.5 | 15 | 43500 | 8.5 | 27000 | 1 | HRCU-A-CB |  |  | 335 | 892 | Yes
5001466 | Active | Systems | SOFTSOUND SX 2500 R410A HP | COMFORTMAKER | CSH542GKA* |  | EHD4X48A** | *8MV*0901716** | 42000 | 12.5 | 15 | 42500 | 8.5 | 26200 | 1 | HRCU-A-CB |  |  | 332 | 892 | Yes
5001467 | Active | Systems | SOFTSOUND SX 2500 R410A HP | COMFORTMAKER | CSH542GKA* |  | EHD4X48A** | *8MV*1102120** | 42000 | 12.5 | 15 | 42500 | 8.5 | 26400 | 1 | HRCU-A-CB |  |  | 332 | 892 | Yes
5001468 | Active | Systems | SOFTSOUND SX 2500 R410A HP | COMFORTMAKER | CSH542GKA* |  | EHD4X48A** | *8MV*1352422** | 42000 | 12.5 | 15 | 42000 | 8.5 | 26200 | 1 | HRCU-A-CB |  |  | 332 | 892 | Yes
5001470 | Active | Systems | SOFTSOUND SX 2500 R410A HP | COMFORTMAKER | CSH542GKA* |  | EHD4X48A** | *8MX*0902116** | 42000 | 12.5 | 15 | 42500 | 8.5 | 26400 | 1 | HRCU-A-CB |  |  | 332 | 892 | Yes
5001471 | Active | Systems | SOFTSOUND SX 2500 R410A HP | COMFORTMAKER | CSH542GKA* |  | EHD4X48A** | *8MX*1102120** | 42000 | 12.5 | 15 | 42500 | 8.5 | 26200 | 1 | HRCU-A-CB |  |  | 332 | 892 | Yes
5001472 | Active | Systems | SOFTSOUND SX 2500 R410A HP | COMFORTMAKER | CSH542GKA* |  | EHD4X48A** | *8MX*1352420** | 42000 | 12.5 | 15 | 42500 | 8.5 | 26400 | 1 | HRCU-A-CB |  |  | 332 | 892 | Yes
5151056 | Active | Systems | SOFTSOUND SX 2500 R410A HP | COMFORTMAKER | CSH542GKA* |  | EHD4X48A** | *9MA*0802120A** | 41500 | 12.5 | 15 | 42000 | 8.5 | 26200 | 1 | HRCU-A-CB |  |  | 328 | 892 | Yes
5151057 | Active | Systems | SOFTSOUND SX 2500 R410A HP | COMFORTMAKER | CSH542GKA* |  | EHD4X48A** | *9MA*1002122A** | 42000 | 12.5 | 15 | 42500 | 8.5 | 26400 | 1 | HRCU-A-CB |  |  | 332 | 892 | Yes
5001624 | Active | Systems | SOFTSOUND SX 2500 R410A HP | COMFORTMAKER | CSH542GKA* |  | EHD4X48A** | *9MA*1202422A** | 41500 | 12.5 | 15 | 42000 | 8.5 | 26200 | 1 | HRCU-A-CB |  |  | 328 | 892 | Yes
5151058 | Active | Systems | SOFTSOUND SX 2500 R410A HP | COMFORTMAKER | CSH542GKA* |  | EHD4X48A** | *9MV*0802120A** | 42000 | 12.5 | 15 | 42500 | 8.5 | 26400 | 1 | HRCU-A-CB |  |  | 332 | 892 | Yes
5151059 | Active | Systems | SOFTSOUND SX 2500 R410A HP | COMFORTMAKER | CSH542GKA* |  | EHD4X48A** | *9MV*1002120A** | 41500 | 12.5 | 15 | 42000 | 8.5 | 26200 | 1 | HRCU-A-CB |  |  | 328 | 892 | Yes
5001628 | Active | Systems | SOFTSOUND SX 2500 R410A HP | COMFORTMAKER | CSH542GKA* |  | EHD4X48A** | *9MV*1202422A** | 42000 | 12.5 | 15 | 42500 | 8.5 | 26400 | 1 | HRCU-A-CB |  |  | 332 | 892 | Yes
5151060 | Active | Systems | SOFTSOUND SX 2500 R410A HP | COMFORTMAKER | CSH542GKA* |  | EHD4X48A** | *9MX*0802120A** | 42000 | 12.5 | 15 | 42500 | 8.5 | 26600 | 1 | HRCU-A-CB |  |  | 332 | 892 | Yes
5151061 | Active | Systems | SOFTSOUND SX 2500 R410A HP | COMFORTMAKER | CSH542GKA* |  | EHD4X48A** | *9MX*1002120A** | 42000 | 12.5 | 15 | 42500 | 8.5 | 26200 | 1 | HRCU-A-CB |  |  | 332 | 892 | Yes
5001632 | Active | Systems | SOFTSOUND SX 2500 R410A HP | COMFORTMAKER | CSH542GKA* |  | EHD4X48A** | *9MX*1202422A** | 42000 | 12.5 | 15 | 42500 | 8.5 | 26600 | 1 | HRCU-A-CB |  |  | 332 | 892 | Yes
5417141 | Active | Systems | SOFTSOUND SX 2500 R410A HP | COMFORTMAKER | CSH542GKA* |  | EHD4X48A** | MV12**17C* | 42000 | 12.5 | 15 | 42000 | 8.5 | 26400 | 1 | HRCU-A-CB |  |  | 332 | 892 | Yes
5417142 | Active | Systems | SOFTSOUND SX 2500 R410A HP | COMFORTMAKER | CSH542GKA* |  | EHD4X48A** | MV16**21C* | 42000 | 12.7 | 15 | 42000 | 8.5 | 26400 | 1 | HRCU-A-CB |  |  | 332 | 892 | Yes
5417143 | Active | Systems | SOFTSOUND SX 2500 R410A HP | COMFORTMAKER | CSH542GKA* |  | EHD4X48A** | MV20**24C* | 42000 | 12.7 | 15 | 42000 | 8.5 | 26200 | 1 | HRCU-A-CB |  |  | 332 | 892 | Yes
5001672 | Active | Systems | SOFTSOUND SX 2500 R410A HP | COMFORTMAKER | CSH542GKA* |  | EHD4X48A** | OLV154F20A | 43000 | 12.5 | 15 | 43500 | 8.5 | 27200 | 1 | HRCU-A-CB |  |  | 339 | 892 | Yes
5417144 | Active | Systems | SOFTSOUND SX 2500 R410A HP | COMFORTMAKER | CSH542GKA* |  | EHD4X60A** | MV12**17C* | 42000 | 12.7 | 15.2 | 42000 | 8.5 | 26400 | 1 | HRCU-A-CB |  |  | 327 | 892 | Yes
5417145 | Active | Systems | SOFTSOUND SX 2500 R410A HP | COMFORTMAKER | CSH542GKA* |  | EHD4X60A** | MV16**21C* | 42000 | 13 | 15.5 | 42000 | 8.8 | 26400 | 1 | HRCU-A-CB |  |  | 321 | 862 | Yes
5417146 | Active | Systems | SOFTSOUND SX 2500 R410A HP | COMFORTMAKER | CSH542GKA* |  | EHD4X60A** | MV20**24C* | 42000 | 13 | 15.5 | 42000 | 8.8 | 26200 | 1 | HRCU-A-CB |  |  | 321 | 862 | Yes
5001435 | Active | Systems | SOFTSOUND SX 2500 R410A HP | COMFORTMAKER | CSH542GKA* |  | EN(A,D)4X48*24** | *8MV*1352422** | 41500 | 12.5 | 15 | 42000 | 8.5 | 26000 | 1 | HRCU-A-CB |  |  | 328 | 892 | Yes
5001436 | Active | Systems | SOFTSOUND SX 2500 R410A HP | COMFORTMAKER | CSH542GKA* |  | EN(A,D)4X48*24** | *8MX*1352420** | 42000 | 12.5 | 15 | 42500 | 8.5 | 26400 | 1 | HRCU-A-CB |  |  | 332 | 892 | Yes
5151029 | Active | Systems | SOFTSOUND SX 2500 R410A HP | COMFORTMAKER | CSH542GKA* |  | EN(A,D)4X48*24** | *9MA*1002122A** | 41500 | 12.5 | 15 | 42000 | 8.5 | 26200 | 1 | HRCU-A-CB |  |  | 328 | 892 | Yes
5001568 | Active | Systems | SOFTSOUND SX 2500 R410A HP | COMFORTMAKER | CSH542GKA* |  | EN(A,D)4X48*24** | *9MA*1202422A** | 41000 | 12.5 | 15 | 42000 | 8.5 | 26000 | 1 | HRCU-A-CB |  |  | 324 | 892 | Yes
5151030 | Active | Systems | SOFTSOUND SX 2500 R410A HP | COMFORTMAKER | CSH542GKA* |  | EN(A,D)4X48*24** | *9MV*0802120A** | 41500 | 12.5 | 15 | 42500 | 8.5 | 26200 | 1 | HRCU-A-CB |  |  | 328 | 892 | Yes
5151031 | Active | Systems | SOFTSOUND SX 2500 R410A HP | COMFORTMAKER | CSH542GKA* |  | EN(A,D)4X48*24** | *9MV*1002120A** | 41500 | 12.5 | 15 | 42000 | 8.5 | 26200 | 1 | HRCU-A-CB |  |  | 328 | 892 | Yes
5001570 | Active | Systems | SOFTSOUND SX 2500 R410A HP | COMFORTMAKER | CSH542GKA* |  | EN(A,D)4X48*24** | *9MV*1202422A** | 41500 | 12.5 | 15 | 42500 | 8.5 | 26200 | 1 | HRCU-A-CB |  |  | 328 | 892 | Yes
5151032 | Active | Systems | SOFTSOUND SX 2500 R410A HP | COMFORTMAKER | CSH542GKA* |  | EN(A,D)4X48*24** | *9MX*0802120A** | 42000 | 12.5 | 15 | 42500 | 8.5 | 26400 | 1 | HRCU-A-CB |  |  | 332 | 892 | Yes
5151033 | Active | Systems | SOFTSOUND SX 2500 R410A HP | COMFORTMAKER | CSH542GKA* |  | EN(A,D)4X48*24** | *9MX*1002120A** | 41500 | 12.5 | 15 | 42000 | 8.5 | 26200 | 1 | HRCU-A-CB |  |  | 328 | 892 | Yes
5001572 | Active | Systems | SOFTSOUND SX 2500 R410A HP | COMFORTMAKER | CSH542GKA* |  | EN(A,D)4X48*24** | *9MX*1202422A** | 42000 | 12.5 | 15 | 42500 | 8.5 | 26600 | 1 | HRCU-A-CB |  |  | 332 | 892 | Yes
5417128 | Active | Systems | SOFTSOUND SX 2500 R410A HP | COMFORTMAKER | CSH542GKA* |  | EN(A,D)4X48*24** | MV16**21C* | 42000 | 12.5 | 15 | 42000 | 8.5 | 26200 | 1 | HRCU-A-CB |  |  | 332 | 892 | Yes
5417129 | Active | Systems | SOFTSOUND SX 2500 R410A HP | COMFORTMAKER | CSH542GKA* |  | EN(A,D)4X48*24** | MV20**24C* | 41500 | 12.5 | 15 | 42000 | 8.5 | 26000 | 1 | HRCU-A-CB |  |  | 328 | 892 | Yes
5001658 | Active | Systems | SOFTSOUND SX 2500 R410A HP | COMFORTMAKER | CSH542GKA* |  | EN(A,D)4X48*24** | OLV154F20A | 42500 | 12.5 | 15 | 43000 | 8.5 | 27000 | 1 | HRCU-A-CB |  |  | 335 | 892 | Yes
5001431 | Active | Systems | SOFTSOUND SX 2500 R410A HP | COMFORTMAKER | CSH542GKA* |  | EN(A,D,W)4X48*21** | *8MV*1102120** | 41500 | 12.5 | 15 | 42000 | 8.5 | 26200 | 1 | HRCU-A-CB |  |  | 328 | 892 | Yes
5001432 | Active | Systems | SOFTSOUND SX 2500 R410A HP | COMFORTMAKER | CSH542GKA* |  | EN(A,D,W)4X48*21** | *8MX*0902116** | 42000 | 12.5 | 15 | 42500 | 8.5 | 26200 | 1 | HRCU-A-CB |  |  | 332 | 892 | Yes
5001433 | Active | Systems | SOFTSOUND SX 2500 R410A HP | COMFORTMAKER | CSH542GKA* |  | EN(A,D,W)4X48*21** | *8MX*1102120** | 42000 | 12.5 | 15 | 42500 | 8.5 | 26200 | 1 | HRCU-A-CB |  |  | 332 | 892 | Yes
5151022 | Active | Systems | SOFTSOUND SX 2500 R410A HP | COMFORTMAKER | CSH542GKA* |  | EN(A,D,W)4X48*21** | *9MA*1002122A** | 41500 | 12.5 | 15 | 42000 | 8.5 | 26200 | 1 | HRCU-A-CB |  |  | 328 | 892 | Yes
5151023 | Active | Systems | SOFTSOUND SX 2500 R410A HP | COMFORTMAKER | CSH542GKA* |  | EN(A,D,W)4X48*21** | *9MV*0802120A** | 41500 | 12.5 | 15 | 42500 | 8.5 | 26200 | 1 | HRCU-A-CB |  |  | 328 | 892 | Yes
5151024 | Active | Systems | SOFTSOUND SX 2500 R410A HP | COMFORTMAKER | CSH542GKA* |  | EN(A,D,W)4X48*21** | *9MV*1002120A** | 41500 | 12.5 | 15 | 42000 | 8.5 | 26200 | 1 | HRCU-A-CB |  |  | 328 | 892 | Yes
5151025 | Active | Systems | SOFTSOUND SX 2500 R410A HP | COMFORTMAKER | CSH542GKA* |  | EN(A,D,W)4X48*21** | *9MX*0802120A** | 42000 | 12.5 | 15 | 42500 | 8.5 | 26400 | 1 | HRCU-A-CB |  |  | 332 | 892 | Yes
5151026 | Active | Systems | SOFTSOUND SX 2500 R410A HP | COMFORTMAKER | CSH542GKA* |  | EN(A,D,W)4X48*21** | *9MX*1002120A** | 41500 | 12.5 | 15 | 42000 | 8.5 | 26200 | 1 | HRCU-A-CB |  |  | 328 | 892 | Yes
5417127 | Active | Systems | SOFTSOUND SX 2500 R410A HP | COMFORTMAKER | CSH542GKA* |  | EN(A,D,W)4X48*21** | MV16**21C* | 42000 | 12.5 | 15 | 42000 | 8.5 | 26200 | 1 | HRCU-A-CB |  |  | 332 | 892 | Yes
5417130 | Active | Systems | SOFTSOUND SX 2500 R410A HP | COMFORTMAKER | CSH542GKA* |  | EN(A,D,W)4X60*24** | MV16**21C* | 42000 | 12.7 | 15.5 | 42000 | 8.8 | 26400 | 1 | HRCU-A-CB |  |  | 321 | 862 | Yes
5417131 | Active | Systems | SOFTSOUND SX 2500 R410A HP | COMFORTMAKER | CSH542GKA* |  | EN(A,D,W)4X60*24** | MV20**24C* | 42000 | 12.7 | 15.2 | 42000 | 8.5 | 26200 | 1 | HRCU-A-CB |  |  | 327 | 892 | Yes
5001448 | Active | Systems | SOFTSOUND SX 2500 R410A HP | COMFORTMAKER | CSH542GKA* |  | ENH4X48*21** | *8MV*0901716** | 41500 | 12.5 | 15 | 42000 | 8.5 | 26200 | 1 | HRCU-A-CB |  |  | 328 | 892 | Yes
5001449 | Active | Systems | SOFTSOUND SX 2500 R410A HP | COMFORTMAKER | CSH542GKA* |  | ENH4X48*21** | *8MV*1102120** | 41500 | 12.5 | 15 | 42000 | 8.5 | 26200 | 1 | HRCU-A-CB |  |  | 328 | 892 | Yes
5001450 | Active | Systems | SOFTSOUND SX 2500 R410A HP | COMFORTMAKER | CSH542GKA* |  | ENH4X48*21** | *8MV*1352422** | 41500 | 12.5 | 15 | 42000 | 8.5 | 26000 | 1 | HRCU-A-CB |  |  | 328 | 892 | Yes
5001452 | Active | Systems | SOFTSOUND SX 2500 R410A HP | COMFORTMAKER | CSH542GKA* |  | ENH4X48*21** | *8MX*0902116** | 42000 | 12.5 | 15 | 42500 | 8.5 | 26200 | 1 | HRCU-A-CB |  |  | 332 | 892 | Yes
5001453 | Active | Systems | SOFTSOUND SX 2500 R410A HP | COMFORTMAKER | CSH542GKA* |  | ENH4X48*21** | *8MX*1102120** | 42000 | 12.5 | 15 | 42500 | 8.5 | 26200 | 1 | HRCU-A-CB |  |  | 332 | 892 | Yes
5001454 | Active | Systems | SOFTSOUND SX 2500 R410A HP | COMFORTMAKER | CSH542GKA* |  | ENH4X48*21** | *8MX*1352420** | 42000 | 12.5 | 15 | 42500 | 8.5 | 26400 | 1 | HRCU-A-CB |  |  | 332 | 892 | Yes
5151043 | Active | Systems | SOFTSOUND SX 2500 R410A HP | COMFORTMAKER | CSH542GKA* |  | ENH4X48*21** | *9MA*1002122A** | 41500 | 12.5 | 15 | 42000 | 8.5 | 26200 | 1 | HRCU-A-CB |  |  | 328 | 892 | Yes
5001600 | Active | Systems | SOFTSOUND SX 2500 R410A HP | COMFORTMAKER | CSH542GKA* |  | ENH4X48*21** | *9MA*1202422A** | 41000 | 12.5 | 15 | 42000 | 8.5 | 26000 | 1 | HRCU-A-CB |  |  | 324 | 892 | Yes
5151044 | Active | Systems | SOFTSOUND SX 2500 R410A HP | COMFORTMAKER | CSH542GKA* |  | ENH4X48*21** | *9MV*0802120A** | 41500 | 12.5 | 15 | 42500 | 8.5 | 26200 | 1 | HRCU-A-CB |  |  | 328 | 892 | Yes
5151045 | Active | Systems | SOFTSOUND SX 2500 R410A HP | COMFORTMAKER | CSH542GKA* |  | ENH4X48*21** | *9MV*1002120A** | 41500 | 12.5 | 15 | 42000 | 8.5 | 26200 | 1 | HRCU-A-CB |  |  | 328 | 892 | Yes
5001604 | Active | Systems | SOFTSOUND SX 2500 R410A HP | COMFORTMAKER | CSH542GKA* |  | ENH4X48*21** | *9MV*1202422A** | 41500 | 12.5 | 15 | 42500 | 8.5 | 26200 | 1 | HRCU-A-CB |  |  | 328 | 892 | Yes
5151046 | Active | Systems | SOFTSOUND SX 2500 R410A HP | COMFORTMAKER | CSH542GKA* |  | ENH4X48*21** | *9MX*0802120A** | 42000 | 12.5 | 15 | 42500 | 8.5 | 26400 | 1 | HRCU-A-CB |  |  | 332 | 892 | Yes
5151047 | Active | Systems | SOFTSOUND SX 2500 R410A HP | COMFORTMAKER | CSH542GKA* |  | ENH4X48*21** | *9MX*1002120A** | 41500 | 12.5 | 15 | 42000 | 8.5 | 26200 | 1 | HRCU-A-CB |  |  | 328 | 892 | Yes
5001608 | Active | Systems | SOFTSOUND SX 2500 R410A HP | COMFORTMAKER | CSH542GKA* |  | ENH4X48*21** | *9MX*1202422A** | 42000 | 12.5 | 15 | 42500 | 8.5 | 26600 | 1 | HRCU-A-CB |  |  | 332 | 892 | Yes
5417135 | Active | Systems | SOFTSOUND SX 2500 R410A HP | COMFORTMAKER | CSH542GKA* |  | ENH4X48*21** | MV16**21C* | 42000 | 12.5 | 15 | 42000 | 8.5 | 26200 | 1 | HRCU-A-CB |  |  | 332 | 892 | Yes
5001666 | Active | Systems | SOFTSOUND SX 2500 R410A HP | COMFORTMAKER | CSH542GKA* |  | ENH4X48*21** | OLV154F20A | 42500 | 12.5 | 15 | 43000 | 8.5 | 27000 | 1 | HRCU-A-CB |  |  | 335 | 892 | Yes
5417136 | Active | Systems | SOFTSOUND SX 2500 R410A HP | COMFORTMAKER | CSH542GKA* |  | ENH4X60*24** | MV16**21C* | 42000 | 12.7 | 15.5 | 42000 | 8.8 | 26400 | 1 | HRCU-A-CB |  |  | 321 | 862 | Yes
5417137 | Active | Systems | SOFTSOUND SX 2500 R410A HP | COMFORTMAKER | CSH542GKA* |  | ENH4X60*24** | MV20**24C* | 42000 | 12.7 | 15.2 | 42000 | 8.5 | 26200 | 1 | HRCU-A-CB |  |  | 327 | 892 | Yes
5001898 | Active | Systems | SOFTSOUND SX 2500 R410A HP | COMFORTMAKER | CSH542GKA* |  | FCM4X48****+WALLCON |  | 42500 | 12.7 | 15.5 | 41500 | 8.5 | 26200 | 1 | HRCU-A-CB |  |  | 325 | 892 | Yes
5001899 | Active | Systems | SOFTSOUND SX 2500 R410A HP | COMFORTMAKER | CSH542GKA* |  | FCM4X60****+WALLCON |  | 43000 | 13 | 16 | 42000 | 9 | 26200 | 1 | HRCU-A-CB |  |  | 318 | 843 | Yes
5001476 | Active | Systems | SOFTSOUND SX 2500 R410A HP | COMFORTMAKER | CSH542GKA* |  | FEM4P48**A*+TXV |  | 42000 | 12.5 | 15 | 42000 | 8.5 | 26600 | 1 | HRCU-A-CB |  |  | 332 | 892 | Yes
5001901 | Active | Systems | SOFTSOUND SX 2500 R410A HP | COMFORTMAKER | CSH542GKA* |  | FEM4X48**** |  | 43000 | 12.5 | 15 | 42000 | 8.5 | 26800 | 1 | HRCU-A-CB |  |  | 339 | 892 | Yes
5001895 | Active | Systems | SOFTSOUND SX 2500 R410A HP | COMFORTMAKER | CSH542GKA* |  | FVM4X48**** |  | 42500 | 12.7 | 15.5 | 41500 | 8.5 | 26200 | 1 | HRCU-A-CB |  |  | 325 | 892 | Yes
5001896 | Active | Systems | SOFTSOUND SX 2500 R410A HP | COMFORTMAKER | CSH542GKA* |  | FVM4X60**** |  | 43000 | 13 | 16 | 42000 | 9 | 26200 | 1 | HRCU-A-CB |  |  | 318 | 843 | Yes
5001402 | Active | Systems | SOFTSOUND SX 2500 R410A HP | COMFORTMAKER | CSH542GKA* |  | FXM4X42**A* |  | 42000 | 12.5 | 15 | 43000 | 8.7 | 26800 | 1 | HRCU-A-CB | Yes |  | 332 | 872 | Yes
5001477 | Active | Systems | SOFTSOUND SX 2500 R410A HP | COMFORTMAKER | CSH542GKA* |  | FXM4X48**A* |  | 43000 | 12.7 | 15.5 | 42000 | 8.7 | 26800 | 1 | HRCU-A-CB |  |  | 328 | 872 | Yes
5616256 | Active | Systems | SOFTSOUND SX 2500 R410A HP | COMFORTMAKER | CSH542HKA* |  | FCM4X60****+WALLCON |  | 42000 | 12.5 | 15.5 | 41000 | 9 | 25800 | 1 | HRCU-A-CB |  |  | 321 | 843 | Yes
5469017 | Active | Systems | SOFTSOUND SX 2500 R410A HP | COMFORTMAKER | CSH542HKA* |  | FVM4X60**** |  | 42000 | 12.5 | 15.5 | 41000 | 9 | 25800 | 1 | HRCU-A-CB | Yes |  | 321 | 843 | Yes
5469198 | Active | Systems | SOFTSOUND SX 2500 R410A HP | COMFORTMAKER | CSH542HKA* |  | FXM4X48**A* |  | 42000 | 12.5 | 15 | 41500 | 8.7 | 26000 | 1 | HRCU-A-CB |  |  | 332 | 872 | Yes
5004674 | Active | Systems | SOFTSOUND SX 2500 R410A HP | COMFORTMAKER | CSH548GKA* |  | EHD4X60A** | *8MV*1352422** | 47000 | 12.5 | 15 | 45500 | 8.5 | 27600 | 1 | HRCU-A-CB |  |  | 371 | 1115 | Yes
5004676 | Active | Systems | SOFTSOUND SX 2500 R410A HP | COMFORTMAKER | CSH548GKA* |  | EHD4X60A** | *8MX*1102120** | 47500 | 12.5 | 15 | 46000 | 8.5 | 27600 | 1 | HRCU-A-CB |  |  | 375 | 1115 | Yes
5004942 | Active | Systems | SOFTSOUND SX 2500 R410A HP | COMFORTMAKER | CSH548GKA* |  | FCM4X48****+WALLCON |  | 47000 | 12.5 | 15 | 45500 | 8.5 | 27400 | 1 | HRCU-A-CB |  |  | 371 | 1115 | Yes
5004943 | Active | Systems | SOFTSOUND SX 2500 R410A HP | COMFORTMAKER | CSH548GKA* |  | FCM4X60****+WALLCON |  | 47500 | 12.7 | 15.2 | 45500 | 8.5 | 27400 | 1 | HRCU-A-CB |  |  | 370 | 1115 | Yes
5004940 | Active | Systems | SOFTSOUND SX 2500 R410A HP | COMFORTMAKER | CSH548GKA* |  | FVM4X48**** |  | 47000 | 12.5 | 15 | 45500 | 8.5 | 27400 | 1 | HRCU-A-CB |  |  | 371 | 1115 | Yes
5004941 | Active | Systems | SOFTSOUND SX 2500 R410A HP | COMFORTMAKER | CSH548GKA* |  | FVM4X60**** |  | 47500 | 12.7 | 15.2 | 45500 | 8.5 | 27400 | 1 | HRCU-A-CB |  |  | 370 | 1115 | Yes
5004609 | Active | Systems | SOFTSOUND SX 2500 R410A HP | COMFORTMAKER | CSH548GKA* |  | FXM4X48**A* |  | 47500 | 12.5 | 15 | 46500 | 8.5 | 28000 | 1 | HRCU-A-CB | Yes |  | 375 | 1115 | Yes
5004680 | Active | Systems | SOFTSOUND SX 2500 R410A HP | COMFORTMAKER | CSH548GKA* |  | FXM4X60**A* |  | 48500 | 12.5 | 15 | 46500 | 8.7 | 28000 | 1 | HRCU-A-CB |  |  | 383 | 1090 | Yes
5470203 | Active | Systems | SOFTSOUND SX 2500 R410A HP | COMFORTMAKER | CSH548HKA* |  | FCM4X60****+WALLCON |  | 47000 | 12.5 | 15.5 | 46500 | 9 | 29000 | 1 | HRCU-A-CB |  |  | 359 | 1053 | Yes
5470123 | Active | Systems | SOFTSOUND SX 2500 R410A HP | COMFORTMAKER | CSH548HKA* |  | FVM4X60**** |  | 47000 | 12.5 | 15.5 | 46500 | 9 | 29000 | 1 | HRCU-A-CB | Yes |  | 359 | 1053 | Yes
5470199 | Active | Systems | SOFTSOUND SX 2500 R410A HP | COMFORTMAKER | CSH548HKA* |  | FXM4X48**A* |  | 46500 | 12.5 | 15 | 47000 | 8.5 | 29400 | 1 | HRCU-A-CB |  |  | 367 | 1115 | Yes
5470200 | Active | Systems | SOFTSOUND SX 2500 R410A HP | COMFORTMAKER | CSH548HKA* |  | FXM4X60**A* |  | 47000 | 12.5 | 15.5 | 47000 | 8.5 | 29800 | 1 | HRCU-A-CB |  |  | 359 | 1115 | Yes
5006900 | Active | Systems | SOFTSOUND SX 2500 R410A HP | COMFORTMAKER | CSH560GKA* |  | FCM4X60****+WALLCON |  | 58000 | 12.5 | 15 | 56500 | 8.5 | 35400 | 1 | HRCU-A-CB |  |  | 458 | 1339 | Yes
5006899 | Active | Systems | SOFTSOUND SX 2500 R410A HP | COMFORTMAKER | CSH560GKA* |  | FVM4X60**** |  | 58000 | 12.5 | 15 | 56500 | 8.5 | 35400 | 1 | HRCU-A-CB |  |  | 458 | 1339 | Yes
5006797 | Active | Systems | SOFTSOUND SX 2500 R410A HP | COMFORTMAKER | CSH560GKA* |  | FXM4X60**A* |  | 58000 | 12.5 | 15 | 56500 | 8.5 | 35400 | 1 | HRCU-A-CB | Yes |  | 458 | 1339 | Yes
4819727 | Active | Systems | SOFTSOUND SX 2500 R410A HP | COMFORTMAKER | CXH518GKA* |  | EA*4X24*17A* | *9MV*0601714A** | 18000 | 12.5 | 15 | 17800 | 8.5 | 10700 | 1 | HRCU-A-CB |  |  | 142 | 446 | Yes
4819728 | Active | Systems | SOFTSOUND SX 2500 R410A HP | COMFORTMAKER | CXH518GKA* |  | EA*4X24*17A* | *9MV*0801716A** | 18000 | 12.5 | 15.2 | 18000 | 8.5 | 10700 | 1 | HRCU-A-CB |  |  | 140 | 446 | Yes
3977050 | Discontinued | Systems | SOFTSOUND SX 2500 R410A HP | COMFORTMAKER | CXH518GKA* |  | ED*4X24B** | *8MX*0451408** | 17600 | 12.5 | 15 | 17800 | 8.5 | 10700 | 1 | HRCU-A-CB |  |  | 139 | 446 | Yes
4819736 | Discontinued | Systems | SOFTSOUND SX 2500 R410A HP | COMFORTMAKER | CXH518GKA* |  | ED*4X24F** | *9MV*0601714A** | 18000 | 12.5 | 15 | 17800 | 8.5 | 10700 | 1 | HRCU-A-CB |  |  | 142 | 446 | Yes
4819737 | Discontinued | Systems | SOFTSOUND SX 2500 R410A HP | COMFORTMAKER | CXH518GKA* |  | ED*4X24F** | *9MV*0801716A** | 18000 | 12.5 | 15.2 | 18000 | 8.5 | 10700 | 1 | HRCU-A-CB |  |  | 140 | 446 | Yes
3977066 | Discontinued | Systems | SOFTSOUND SX 2500 R410A HP | COMFORTMAKER | CXH518GKA* |  | ED*4X24F** | NOMV106D12* | 17800 | 12.5 | 15 | 17600 | 8.5 | 10500 | 1 | HRCU-A-CB |  |  | 141 | 446 | Yes
5685949 | Active | Systems | SOFTSOUND SX 2500 R410A HP | COMFORTMAKER | CXH518GKA* |  | ED*4X24F** | OLV098A12* | 18000 | 12.5 | 15 | 17800 | 8.5 | 10700 | 1 | HRCU-A-CB |  |  | 142 | 446 | Yes
5685945 | Active | Systems | SOFTSOUND SX 2500 R410A HP | COMFORTMAKER | CXH518GKA* |  | ED*4X24F** | OMV098J12* | 18000 | 12.5 | 15 | 18000 | 8.5 | 10800 | 1 | HRCU-A-CB |  |  | 142 | 446 | Yes
5685961 | Active | Systems | SOFTSOUND SX 2500 R410A HP | COMFORTMAKER | CXH518GKA* |  | EHD4X24A** | OLV098A12* | 18000 | 12.5 | 15 | 18000 | 8.5 | 10800 | 1 | HRCU-A-CB |  |  | 142 | 446 | Yes
5685959 | Active | Systems | SOFTSOUND SX 2500 R410A HP | COMFORTMAKER | CXH518GKA* |  | EHD4X24A** | OMV098J12* | 18000 | 12.5 | 15 | 18000 | 8.5 | 10800 | 1 | HRCU-A-CB |  |  | 142 | 446 | Yes
5417525 | Active | Systems | SOFTSOUND SX 2500 R410A HP | COMFORTMAKER | CXH518GKA* |  | EHD4X30A** | MV08**14C* | 18000 | 12.7 | 15 | 17600 | 8.5 | 10500 | 1 | HRCU-A-CB |  |  | 142 | 446 | Yes
3977057 | Active | Systems | SOFTSOUND SX 2500 R410A HP | COMFORTMAKER | CXH518GKA* |  | EN(A,D)4X24*14** | *8MX*0451408** | 17600 | 12.5 | 15 | 17800 | 8.5 | 10700 | 1 | HRCU-A-CB |  |  | 139 | 446 | Yes
4819752 | Active | Systems | SOFTSOUND SX 2500 R410A HP | COMFORTMAKER | CXH518GKA* |  | EN(A,D)4X24*17** | *9MV*0801716A** | 18000 | 12.5 | 15 | 17800 | 8.5 | 10600 | 1 | HRCU-A-CB |  |  | 142 | 446 | Yes
3977068 | Active | Systems | SOFTSOUND SX 2500 R410A HP | COMFORTMAKER | CXH518GKA* |  | EN(A,D)4X24*17** | NOMV106D12* | 17800 | 12.5 | 15 | 17600 | 8.5 | 10600 | 1 | HRCU-A-CB |  |  | 141 | 446 | Yes
5685921 | Active | Systems | SOFTSOUND SX 2500 R410A HP | COMFORTMAKER | CXH518GKA* |  | EN(A,D)4X24*17** | OLV098A12* | 18000 | 12.5 | 15 | 18000 | 8.5 | 10700 | 1 | HRCU-A-CB |  |  | 142 | 446 | Yes
5685913 | Active | Systems | SOFTSOUND SX 2500 R410A HP | COMFORTMAKER | CXH518GKA* |  | EN(A,D)4X24*17** | OMV098J12* | 18000 | 12.5 | 15 | 18000 | 8.5 | 10800 | 1 | HRCU-A-CB |  |  | 142 | 446 | Yes
3977063 | Active | Systems | SOFTSOUND SX 2500 R410A HP | COMFORTMAKER | CXH518GKA* |  | ENH4X24*17** | *8MX*0451408** | 17600 | 12.5 | 15 | 17800 | 8.5 | 10700 | 1 | HRCU-A-CB |  |  | 139 | 446 | Yes
4819758 | Active | Systems | SOFTSOUND SX 2500 R410A HP | COMFORTMAKER | CXH518GKA* |  | ENH4X24*17** | *9MV*0801716A** | 18000 | 12.5 | 15 | 17800 | 8.5 | 10600 | 1 | HRCU-A-CB |  |  | 142 | 446 | Yes
3977069 | Active | Systems | SOFTSOUND SX 2500 R410A HP | COMFORTMAKER | CXH518GKA* |  | ENH4X24*17** | NOMV106D12* | 17800 | 12.5 | 15 | 17600 | 8.5 | 10600 | 1 | HRCU-A-CB |  |  | 141 | 446 | Yes
5685932 | Active | Systems | SOFTSOUND SX 2500 R410A HP | COMFORTMAKER | CXH518GKA* |  | ENH4X24*17** | OLV098A12* | 18000 | 12.5 | 15 | 18000 | 8.5 | 10700 | 1 | HRCU-A-CB |  |  | 142 | 446 | Yes
5685931 | Active | Systems | SOFTSOUND SX 2500 R410A HP | COMFORTMAKER | CXH518GKA* |  | ENH4X24*17** | OMV098J12* | 18000 | 12.5 | 15 | 18000 | 8.5 | 10800 | 1 | HRCU-A-CB |  |  | 142 | 446 | Yes
3649901 | Active | Systems | SOFTSOUND SX 2500 R410A HP | COMFORTMAKER | CXH518GKA* |  | FEA4X24**A* |  | 17800 | 12.5 | 15 | 17800 | 8.5 | 10700 | 1 | HRCU-A-CB |  |  | 141 | 446 | Yes
3650094 | Active | Systems | SOFTSOUND SX 2500 R410A HP | COMFORTMAKER | CXH518GKA* |  | FVM4X24**** |  | 17800 | 12.5 | 15 | 17600 | 8.5 | 10500 | 1 | HRCU-A-CB |  |  | 141 | 446 | Yes
3650186 | Active | Systems | SOFTSOUND SX 2500 R410A HP | COMFORTMAKER | CXH518GKA* |  | FXM4X18**A* |  | 17800 | 12.6 | 15.25 | 17800 | 8.5 | 10700 | 1 | HRCU-A-CB | Yes |  | 138 | 446 | Yes
3650195 | Active | Systems | SOFTSOUND SX 2500 R410A HP | COMFORTMAKER | CXH518GKA* |  | FXM4X24**A* |  | 18000 | 12.6 | 15.5 | 17800 | 8.5 | 10700 | 1 | HRCU-A-CB |  |  | 137 | 446 | Yes
5417644 | Active | Systems | SOFTSOUND SX 2500 R410A HP | COMFORTMAKER | CXH524GKA* |  | EA*4X24*14A* | MV08**14C* | 23600 | 12.5 | 15.2 | 24000 | 8.5 | 14300 | 1 | HRCU-A-CB |  |  | 184 | 558 | Yes
5293799 | Active | Systems | SOFTSOUND SX 2500 R410A HP | COMFORTMAKER | CXH524GKA* |  | EA*4X24*17A* | *8MV*0901716** | 23600 | 12.5 | 15.2 | 24000 | 8.5 | 14300 | 1 | HRCU-A-CB |  |  | 184 | 558 | Yes
4820176 | Active | Systems | SOFTSOUND SX 2500 R410A HP | COMFORTMAKER | CXH524GKA* |  | EA*4X24*17A* | *9MV*0801716A** | 23600 | 12.55 | 15.5 | 24000 | 8.5 | 14400 | 1 | HRCU-A-CB |  |  | 180 | 558 | Yes
4820178 | Active | Systems | SOFTSOUND SX 2500 R410A HP | COMFORTMAKER | CXH524GKA* |  | EA*4X24*17A* | *9MX*0601714A** | 23600 | 12.5 | 15.2 | 24000 | 8.5 | 14400 | 1 | HRCU-A-CB |  |  | 184 | 558 | Yes
5417645 | Active | Systems | SOFTSOUND SX 2500 R410A HP | COMFORTMAKER | CXH524GKA* |  | EA*4X24*17A* | MV08**14C* | 23600 | 12.5 | 15.2 | 24000 | 8.5 | 14300 | 1 | HRCU-A-CB |  |  | 184 | 558 | Yes
5417646 | Active | Systems | SOFTSOUND SX 2500 R410A HP | COMFORTMAKER | CXH524GKA* |  | EA*4X24*17A* | MV12**17C* | 23800 | 12.5 | 15.5 | 24000 | 8.5 | 14400 | 1 | HRCU-A-CB |  |  | 182 | 558 | Yes
5417647 | Active | Systems | SOFTSOUND SX 2500 R410A HP | COMFORTMAKER | CXH524GKA* |  | EA*4X30*14A* | MV08**14C* | 23800 | 12.5 | 15.2 | 24000 | 8.5 | 14400 | 1 | HRCU-A-CB |  |  | 185 | 558 | Yes
5293804 | Active | Systems | SOFTSOUND SX 2500 R410A HP | COMFORTMAKER | CXH524GKA* |  | EA*4X30*17A* | *8MV*0901716** | 23800 | 12.5 | 15.5 | 24000 | 8.5 | 14400 | 1 | HRCU-A-CB |  |  | 182 | 558 | Yes
4820181 | Active | Systems | SOFTSOUND SX 2500 R410A HP | COMFORTMAKER | CXH524GKA* |  | EA*4X30*17A* | *9MA*0601714A** | 23600 | 12.5 | 15.2 | 24000 | 8.5 | 14500 | 1 | HRCU-A-CB |  |  | 184 | 558 | Yes
4820182 | Active | Systems | SOFTSOUND SX 2500 R410A HP | COMFORTMAKER | CXH524GKA* |  | EA*4X30*17A* | *9MA*0801714A** | 23600 | 12.6 | 15.5 | 24000 | 8.5 | 14400 | 1 | HRCU-A-CB |  |  | 180 | 558 | Yes
4820184 | Active | Systems | SOFTSOUND SX 2500 R410A HP | COMFORTMAKER | CXH524GKA* |  | EA*4X30*17A* | *9MV*0601714A** | 23800 | 12.55 | 15.5 | 24000 | 8.5 | 14500 | 1 | HRCU-A-CB |  |  | 182 | 558 | Yes
4820185 | Active | Systems | SOFTSOUND SX 2500 R410A HP | COMFORTMAKER | CXH524GKA* |  | EA*4X30*17A* | *9MV*0801716A** | 24000 | 12.7 | 15.5 | 24000 | 8.5 | 14500 | 1 | HRCU-A-CB |  |  | 183 | 558 | Yes
4820187 | Active | Systems | SOFTSOUND SX 2500 R410A HP | COMFORTMAKER | CXH524GKA* |  | EA*4X30*17A* | *9MX*0601714A** | 23800 | 12.65 | 15.5 | 24000 | 8.5 | 14500 | 1 | HRCU-A-CB |  |  | 182 | 558 | Yes
5417648 | Active | Systems | SOFTSOUND SX 2500 R410A HP | COMFORTMAKER | CXH524GKA* |  | EA*4X30*17A* | MV08**14C* | 23800 | 12.5 | 15.5 | 24000 | 8.5 | 14300 | 1 | HRCU-A-CB |  |  | 182 | 558 | Yes
5417649 | Active | Systems | SOFTSOUND SX 2500 R410A HP | COMFORTMAKER | CXH524GKA* |  | EA*4X30*17A* | MV12**17C* | 23800 | 12.7 | 15.5 | 24000 | 8.5 | 14400 | 1 | HRCU-A-CB |  |  | 182 | 558 | Yes
5417650 | Active | Systems | SOFTSOUND SX 2500 R410A HP | COMFORTMAKER | CXH524GKA* |  | EA*4X36*14A* | MV08**14C* | 23800 | 12.5 | 15.5 | 24000 | 8.5 | 14400 | 1 | HRCU-A-CB |  |  | 182 | 558 | Yes
5417651 | Active | Systems | SOFTSOUND SX 2500 R410A HP | COMFORTMAKER | CXH524GKA* |  | EA*4X36*17A* | MV08**14C* | 23800 | 12.5 | 15.5 | 24000 | 8.5 | 14400 | 1 | HRCU-A-CB |  |  | 182 | 558 | Yes
5417652 | Active | Systems | SOFTSOUND SX 2500 R410A HP | COMFORTMAKER | CXH524GKA* |  | EA*4X36*17A* | MV12**17C* | 24000 | 12.7 | 15.5 | 24000 | 8.5 | 14400 | 1 | HRCU-A-CB |  |  | 183 | 558 | Yes
5417653 | Active | Systems | SOFTSOUND SX 2500 R410A HP | COMFORTMAKER | CXH524GKA* |  | EA*4X36*21A* | MV12**17C* | 24000 | 12.7 | 15.5 | 24000 | 8.5 | 14400 | 1 | HRCU-A-CB |  |  | 183 | 558 | Yes
3977251 | Discontinued | Systems | SOFTSOUND SX 2500 R410A HP | COMFORTMAKER | CXH524GKA* |  | ED*4X24B** | *8MV*0701412** | 23400 | 12.5 | 15 | 24000 | 8.5 | 14100 | 1 | HRCU-A-CB |  |  | 185 | 558 | Yes
3977252 | Discontinued | Systems | SOFTSOUND SX 2500 R410A HP | COMFORTMAKER | CXH524GKA* |  | ED*4X24B** | *8MX*0451408** | 23400 | 12.5 | 15 | 24000 | 8.5 | 14500 | 1 | HRCU-A-CB |  |  | 185 | 558 | Yes
3977253 | Discontinued | Systems | SOFTSOUND SX 2500 R410A HP | COMFORTMAKER | CXH524GKA* |  | ED*4X24F** | *8MV*0901716** | 23400 | 12.5 | 15.5 | 24000 | 8.5 | 14300 | 1 | HRCU-A-CB |  |  | 179 | 558 | Yes
4820193 | Discontinued | Systems | SOFTSOUND SX 2500 R410A HP | COMFORTMAKER | CXH524GKA* |  | ED*4X24F** | *9MV*0801716A** | 23600 | 12.55 | 15.5 | 24000 | 8.5 | 14400 | 1 | HRCU-A-CB |  |  | 180 | 558 | Yes
4820194 | Discontinued | Systems | SOFTSOUND SX 2500 R410A HP | COMFORTMAKER | CXH524GKA* |  | ED*4X24F** | *9MX*0601714A** | 23600 | 12.5 | 15.2 | 24000 | 8.5 | 14400 | 1 | HRCU-A-CB |  |  | 184 | 558 | Yes
3977286 | Discontinued | Systems | SOFTSOUND SX 2500 R410A HP | COMFORTMAKER | CXH524GKA* |  | ED*4X24F** | NOMV106D12* | 23400 | 12.5 | 15 | 24000 | 8.5 | 14100 | 1 | HRCU-A-CB |  |  | 185 | 558 | Yes
5686000 | Active | Systems | SOFTSOUND SX 2500 R410A HP | COMFORTMAKER | CXH524GKA* |  | ED*4X24F** | OLV098A12* | 23800 | 12.5 | 15 | 24000 | 8.5 | 14500 | 1 | HRCU-A-CB |  |  | 188 | 558 | Yes
3861443 | Discontinued | Systems | SOFTSOUND SX 2500 R410A HP | COMFORTMAKER | CXH524GKA* |  | ED*4X24F** | OMV098J12* | 23600 | 12.5 | 15 | 24000 | 8.5 | 14600 | 1 | HRCU-A-CB |  |  | 186 | 558 | Yes
3977254 | Discontinued | Systems | SOFTSOUND SX 2500 R410A HP | COMFORTMAKER | CXH524GKA* |  | ED*4X30B** | *8MV*0701412** | 23400 | 12.5 | 15.5 | 24000 | 8.5 | 14400 | 1 | HRCU-A-CB |  |  | 179 | 558 | Yes
3977255 | Discontinued | Systems | SOFTSOUND SX 2500 R410A HP | COMFORTMAKER | CXH524GKA* |  | ED*4X30B** | *8MX*0451408** | 23400 | 12.5 | 15.25 | 24000 | 8.5 | 14600 | 1 | HRCU-A-CB |  |  | 182 | 558 | Yes
3977256 | Discontinued | Systems | SOFTSOUND SX 2500 R410A HP | COMFORTMAKER | CXH524GKA* |  | ED*4X30F** | *8MV*0901716** | 23400 | 12.5 | 15.5 | 24000 | 8.5 | 14400 | 1 | HRCU-A-CB |  |  | 179 | 558 | Yes
4820197 | Discontinued | Systems | SOFTSOUND SX 2500 R410A HP | COMFORTMAKER | CXH524GKA* |  | ED*4X30F** | *9MA*0601714A** | 23600 | 12.5 | 15.2 | 24000 | 8.5 | 14500 | 1 | HRCU-A-CB |  |  | 184 | 558 | Yes
4820198 | Discontinued | Systems | SOFTSOUND SX 2500 R410A HP | COMFORTMAKER | CXH524GKA* |  | ED*4X30F** | *9MA*0801714A** | 23600 | 12.6 | 15.5 | 24000 | 8.5 | 14400 | 1 | HRCU-A-CB |  |  | 180 | 558 | Yes
4820199 | Discontinued | Systems | SOFTSOUND SX 2500 R410A HP | COMFORTMAKER | CXH524GKA* |  | ED*4X30F** | *9MV*0601714A** | 23800 | 12.55 | 15.5 | 24000 | 8.5 | 14500 | 1 | HRCU-A-CB |  |  | 182 | 558 | Yes
4820200 | Discontinued | Systems | SOFTSOUND SX 2500 R410A HP | COMFORTMAKER | CXH524GKA* |  | ED*4X30F** | *9MV*0801716A** | 24000 | 12.7 | 15.5 | 24000 | 8.5 | 14500 | 1 | HRCU-A-CB |  |  | 183 | 558 | Yes
4820201 | Discontinued | Systems | SOFTSOUND SX 2500 R410A HP | COMFORTMAKER | CXH524GKA* |  | ED*4X30F** | *9MX*0601714A** | 23800 | 12.65 | 15.5 | 24000 | 8.5 | 14500 | 1 | HRCU-A-CB |  |  | 182 | 558 | Yes
3977287 | Discontinued | Systems | SOFTSOUND SX 2500 R410A HP | COMFORTMAKER | CXH524GKA* |  | ED*4X30F** | NOMV106D12* | 23600 | 12.5 | 15 | 24000 | 8.5 | 14300 | 1 | HRCU-A-CB |  |  | 186 | 558 | Yes
5686004 | Active | Systems | SOFTSOUND SX 2500 R410A HP | COMFORTMAKER | CXH524GKA* |  | ED*4X30F** | OLV098A12* | 24000 | 12.5 | 15 | 24000 | 8.5 | 14500 | 1 | HRCU-A-CB |  |  | 189 | 558 | Yes
3861444 | Discontinued | Systems | SOFTSOUND SX 2500 R410A HP | COMFORTMAKER | CXH524GKA* |  | ED*4X30F** | OMV098J12* | 23800 | 12.5 | 15 | 24000 | 8.5 | 14600 | 1 | HRCU-A-CB |  |  | 188 | 558 | Yes
4820260 | Active | Systems | SOFTSOUND SX 2500 R410A HP | COMFORTMAKER | CXH524GKA* |  | EHD4X24A** | *9MA*0801714A** | 23600 | 12.5 | 15.2 | 24000 | 8.5 | 14400 | 1 | HRCU-A-CB |  |  | 184 | 558 | Yes
5160472 | Active | Systems | SOFTSOUND SX 2500 R410A HP | COMFORTMAKER | CXH524GKA* |  | EHD4X24A** | *9MA*1002122A** | 24000 | 12.5 | 15.2 | 24000 | 8.5 | 14600 | 1 | HRCU-A-CB |  |  | 187 | 558 | Yes
4820262 | Active | Systems | SOFTSOUND SX 2500 R410A HP | COMFORTMAKER | CXH524GKA* |  | EHD4X24A** | *9MA*1202422A** | 24000 | 12.55 | 15.5 | 24000 | 8.5 | 14600 | 1 | HRCU-A-CB |  |  | 183 | 558 | Yes
4820265 | Active | Systems | SOFTSOUND SX 2500 R410A HP | COMFORTMAKER | CXH524GKA* |  | EHD4X24A** | *9MV*0801716A** | 23600 | 12.5 | 15.2 | 24000 | 8.5 | 14400 | 1 | HRCU-A-CB |  |  | 184 | 558 | Yes
4820266 | Active | Systems | SOFTSOUND SX 2500 R410A HP | COMFORTMAKER | CXH524GKA* |  | EHD4X24A** | *9MV*1202422A** | 23600 | 12.55 | 15.5 | 24000 | 8.5 | 14400 | 1 | HRCU-A-CB |  |  | 180 | 558 | Yes
4820268 | Active | Systems | SOFTSOUND SX 2500 R410A HP | COMFORTMAKER | CXH524GKA* |  | EHD4X24A** | *9MX*0601714A** | 23600 | 12.5 | 15.2 | 24000 | 8.5 | 14400 | 1 | HRCU-A-CB |  |  | 184 | 558 | Yes
5417669 | Active | Systems | SOFTSOUND SX 2500 R410A HP | COMFORTMAKER | CXH524GKA* |  | EHD4X24A** | MV08**14C* | 23800 | 12.5 | 15.2 | 24000 | 8.5 | 14400 | 1 | HRCU-A-CB |  |  | 185 | 558 | Yes
5417670 | Active | Systems | SOFTSOUND SX 2500 R410A HP | COMFORTMAKER | CXH524GKA* |  | EHD4X24A** | MV12**17C* | 24000 | 12.5 | 15.2 | 24000 | 8.5 | 14500 | 1 | HRCU-A-CB |  |  | 187 | 558 | Yes
5686009 | Active | Systems | SOFTSOUND SX 2500 R410A HP | COMFORTMAKER | CXH524GKA* |  | EHD4X24A** | OLV098A12* | 24000 | 12.5 | 15 | 24000 | 8.5 | 14700 | 1 | HRCU-A-CB |  |  | 189 | 558 | Yes
3977279 | Active | Systems | SOFTSOUND SX 2500 R410A HP | COMFORTMAKER | CXH524GKA* |  | EHD4X30A** | *8MV*0701412** | 23400 | 12.5 | 15.5 | 24000 | 8.5 | 14400 | 1 | HRCU-A-CB |  |  | 179 | 558 | Yes
3977280 | Active | Systems | SOFTSOUND SX 2500 R410A HP | COMFORTMAKER | CXH524GKA* |  | EHD4X30A** | *8MV*0901716** | 23400 | 12.5 | 15.5 | 24000 | 8.5 | 14400 | 1 | HRCU-A-CB |  |  | 179 | 558 | Yes
3977281 | Active | Systems | SOFTSOUND SX 2500 R410A HP | COMFORTMAKER | CXH524GKA* |  | EHD4X30A** | *8MV*1102120** | 23400 | 12.5 | 15.5 | 24000 | 8.5 | 14400 | 1 | HRCU-A-CB |  |  | 179 | 558 | Yes
3977282 | Active | Systems | SOFTSOUND SX 2500 R410A HP | COMFORTMAKER | CXH524GKA* |  | EHD4X30A** | *8MV*1352422** | 23400 | 12.5 | 15.5 | 24000 | 8.5 | 14400 | 1 | HRCU-A-CB |  |  | 179 | 558 | Yes
3977283 | Active | Systems | SOFTSOUND SX 2500 R410A HP | COMFORTMAKER | CXH524GKA* |  | EHD4X30A** | *8MX*0451408** | 23400 | 12.5 | 15.25 | 24000 | 8.5 | 14600 | 1 | HRCU-A-CB |  |  | 182 | 558 | Yes
4820269 | Active | Systems | SOFTSOUND SX 2500 R410A HP | COMFORTMAKER | CXH524GKA* |  | EHD4X30A** | *9MA*0601714A** | 23800 | 12.5 | 15.2 | 24000 | 8.5 | 14500 | 1 | HRCU-A-CB |  |  | 185 | 558 | Yes
5160475 | Active | Systems | SOFTSOUND SX 2500 R410A HP | COMFORTMAKER | CXH524GKA* |  | EHD4X30A** | *9MA*0602120A** | 24000 | 12.5 | 15.2 | 24000 | 8.5 | 14500 | 1 | HRCU-A-CB |  |  | 187 | 558 | Yes
4820270 | Active | Systems | SOFTSOUND SX 2500 R410A HP | COMFORTMAKER | CXH524GKA* |  | EHD4X30A** | *9MA*0801714A** | 23800 | 12.65 | 15.5 | 24000 | 8.5 | 14400 | 1 | HRCU-A-CB |  |  | 182 | 558 | Yes
5160476 | Active | Systems | SOFTSOUND SX 2500 R410A HP | COMFORTMAKER | CXH524GKA* |  | EHD4X30A** | *9MA*0802120A** | 24000 | 12.5 | 15.2 | 24000 | 8.5 | 14600 | 1 | HRCU-A-CB |  |  | 187 | 558 | Yes
4820272 | Active | Systems | SOFTSOUND SX 2500 R410A HP | COMFORTMAKER | CXH524GKA* |  | EHD4X30A** | *9MA*1202422A** | 24000 | 12.7 | 15.5 | 24000 | 8.5 | 14500 | 1 | HRCU-A-CB |  |  | 183 | 558 | Yes
4820274 | Active | Systems | SOFTSOUND SX 2500 R410A HP | COMFORTMAKER | CXH524GKA* |  | EHD4X30A** | *9MV*0601714A** | 23800 | 12.55 | 15.5 | 24000 | 8.5 | 14500 | 1 | HRCU-A-CB |  |  | 182 | 558 | Yes
4820275 | Active | Systems | SOFTSOUND SX 2500 R410A HP | COMFORTMAKER | CXH524GKA* |  | EHD4X30A** | *9MV*0801716A** | 24000 | 12.7 | 15.5 | 24000 | 8.5 | 14500 | 1 | HRCU-A-CB |  |  | 183 | 558 | Yes
5160477 | Active | Systems | SOFTSOUND SX 2500 R410A HP | COMFORTMAKER | CXH524GKA* |  | EHD4X30A** | *9MV*0802120A** | 24000 | 12.5 | 15.2 | 24000 | 8.5 | 14500 | 1 | HRCU-A-CB |  |  | 187 | 558 | Yes
5160478 | Active | Systems | SOFTSOUND SX 2500 R410A HP | COMFORTMAKER | CXH524GKA* |  | EHD4X30A** | *9MV*1002120A** | 24000 | 12.5 | 15.5 | 24000 | 8.5 | 14500 | 1 | HRCU-A-CB |  |  | 183 | 558 | Yes
4820277 | Active | Systems | SOFTSOUND SX 2500 R410A HP | COMFORTMAKER | CXH524GKA* |  | EHD4X30A** | *9MV*1202422A** | 24000 | 12.7 | 15.5 | 24000 | 8.5 | 14500 | 1 | HRCU-A-CB |  |  | 183 | 558 | Yes
4820279 | Active | Systems | SOFTSOUND SX 2500 R410A HP | COMFORTMAKER | CXH524GKA* |  | EHD4X30A** | *9MX*0601714A** | 23800 | 12.65 | 15.5 | 24000 | 8.5 | 14500 | 1 | HRCU-A-CB |  |  | 182 | 558 | Yes
5417671 | Active | Systems | SOFTSOUND SX 2500 R410A HP | COMFORTMAKER | CXH524GKA* |  | EHD4X30A** | MV08**14C* | 24000 | 12.5 | 15.5 | 24000 | 8.5 | 14400 | 1 | HRCU-A-CB |  |  | 183 | 558 | Yes
5417672 | Active | Systems | SOFTSOUND SX 2500 R410A HP | COMFORTMAKER | CXH524GKA* |  | EHD4X30A** | MV12**17C* | 24000 | 12.7 | 15.5 | 24000 | 8.5 | 14400 | 1 | HRCU-A-CB |  |  | 183 | 558 | Yes
3977294 | Active | Systems | SOFTSOUND SX 2500 R410A HP | COMFORTMAKER | CXH524GKA* |  | EHD4X30A** | NOMV106D12* | 23800 | 12.5 | 15 | 24000 | 8.5 | 14400 | 1 | HRCU-A-CB |  |  | 188 | 558 | Yes
5686019 | Active | Systems | SOFTSOUND SX 2500 R410A HP | COMFORTMAKER | CXH524GKA* |  | EHD4X30A** | OLV098A12* | 24000 | 12.5 | 15 | 24000 | 8.5 | 14600 | 1 | HRCU-A-CB |  |  | 189 | 558 | Yes
3861452 | Discontinued | Systems | SOFTSOUND SX 2500 R410A HP | COMFORTMAKER | CXH524GKA* |  | EHD4X30A** | OMV098J12* | 23600 | 12.5 | 15 | 24000 | 8.5 | 14600 | 1 | HRCU-A-CB |  |  | 186 | 558 | Yes
5417673 | Active | Systems | SOFTSOUND SX 2500 R410A HP | COMFORTMAKER | CXH524GKA* |  | EHD4X36A** | MV08**14C* | 24000 | 12.7 | 15.5 | 24000 | 8.5 | 14400 | 1 | HRCU-A-CB |  |  | 183 | 558 | Yes
5417674 | Active | Systems | SOFTSOUND SX 2500 R410A HP | COMFORTMAKER | CXH524GKA* |  | EHD4X36A** | MV12**17C* | 24000 | 12.7 | 15.5 | 24000 | 8.5 | 14500 | 1 | HRCU-A-CB |  |  | 183 | 558 | Yes
3977258 | Active | Systems | SOFTSOUND SX 2500 R410A HP | COMFORTMAKER | CXH524GKA* |  | EN(A,D)4X24*14** | *8MV*0701412** | 23400 | 12.5 | 15 | 24000 | 8.5 | 14400 | 1 | HRCU-A-CB |  |  | 185 | 558 | Yes
3977261 | Active | Systems | SOFTSOUND SX 2500 R410A HP | COMFORTMAKER | CXH524GKA* |  | EN(A,D)4X24*17** | *8MV*0901716** | 23400 | 12.5 | 15 | 24000 | 8.5 | 14400 | 1 | HRCU-A-CB |  |  | 185 | 558 | Yes
4820208 | Active | Systems | SOFTSOUND SX 2500 R410A HP | COMFORTMAKER | CXH524GKA* |  | EN(A,D)4X24*17** | *9MV*0801716A** | 23400 | 12.5 | 15.2 | 24000 | 8.5 | 14400 | 1 | HRCU-A-CB |  |  | 182 | 558 | Yes
3977288 | Active | Systems | SOFTSOUND SX 2500 R410A HP | COMFORTMAKER | CXH524GKA* |  | EN(A,D)4X24*17** | NOMV106D12* | 23400 | 12.5 | 15 | 24000 | 8.5 | 14400 | 1 | HRCU-A-CB |  |  | 185 | 558 | Yes
3977263 | Active | Systems | SOFTSOUND SX 2500 R410A HP | COMFORTMAKER | CXH524GKA* |  | EN(A,D)4X30*14** | *8MV*0701412** | 23400 | 12.5 | 15.5 | 24000 | 8.5 | 14400 | 1 | HRCU-A-CB |  |  | 179 | 558 | Yes
3977264 | Active | Systems | SOFTSOUND SX 2500 R410A HP | COMFORTMAKER | CXH524GKA* |  | EN(A,D)4X30*14** | *8MX*0451408** | 23400 | 12.5 | 15.25 | 24000 | 8.5 | 14600 | 1 | HRCU-A-CB |  |  | 182 | 558 | Yes
5417657 | Active | Systems | SOFTSOUND SX 2500 R410A HP | COMFORTMAKER | CXH524GKA* |  | EN(A,D)4X30*14** | MV08**14C* | 23800 | 12.5 | 15.2 | 24000 | 8.5 | 14400 | 1 | HRCU-A-CB |  |  | 185 | 558 | Yes
3977266 | Active | Systems | SOFTSOUND SX 2500 R410A HP | COMFORTMAKER | CXH524GKA* |  | EN(A,D)4X30*17** | *8MV*0901716** | 23400 | 12.5 | 15.5 | 24000 | 8.5 | 14400 | 1 | HRCU-A-CB |  |  | 179 | 558 | Yes
4820213 | Active | Systems | SOFTSOUND SX 2500 R410A HP | COMFORTMAKER | CXH524GKA* |  | EN(A,D)4X30*17** | *9MA*0601714A** | 23600 | 12.5 | 15.2 | 24000 | 8.5 | 14500 | 1 | HRCU-A-CB |  |  | 184 | 558 | Yes
4820214 | Active | Systems | SOFTSOUND SX 2500 R410A HP | COMFORTMAKER | CXH524GKA* |  | EN(A,D)4X30*17** | *9MA*0801714A** | 23600 | 12.6 | 15.5 | 24000 | 8.5 | 14400 | 1 | HRCU-A-CB |  |  | 180 | 558 | Yes
4820216 | Active | Systems | SOFTSOUND SX 2500 R410A HP | COMFORTMAKER | CXH524GKA* |  | EN(A,D)4X30*17** | *9MV*0601714A** | 23800 | 12.55 | 15.5 | 24000 | 8.5 | 14500 | 1 | HRCU-A-CB |  |  | 182 | 558 | Yes
4820217 | Active | Systems | SOFTSOUND SX 2500 R410A HP | COMFORTMAKER | CXH524GKA* |  | EN(A,D)4X30*17** | *9MV*0801716A** | 24000 | 12.7 | 15.5 | 24000 | 8.5 | 14500 | 1 | HRCU-A-CB |  |  | 183 | 558 | Yes
4820219 | Active | Systems | SOFTSOUND SX 2500 R410A HP | COMFORTMAKER | CXH524GKA* |  | EN(A,D)4X30*17** | *9MX*0601714A** | 23800 | 12.65 | 15.5 | 24000 | 8.5 | 14500 | 1 | HRCU-A-CB |  |  | 182 | 558 | Yes
5417658 | Active | Systems | SOFTSOUND SX 2500 R410A HP | COMFORTMAKER | CXH524GKA* |  | EN(A,D)4X30*17** | MV08**14C* | 23800 | 12.5 | 15.5 | 24000 | 8.5 | 14400 | 1 | HRCU-A-CB |  |  | 182 | 558 | Yes
5417659 | Active | Systems | SOFTSOUND SX 2500 R410A HP | COMFORTMAKER | CXH524GKA* |  | EN(A,D)4X30*17** | MV12**17C* | 24000 | 12.7 | 15.5 | 24000 | 8.5 | 14400 | 1 | HRCU-A-CB |  |  | 183 | 558 | Yes
3977289 | Active | Systems | SOFTSOUND SX 2500 R410A HP | COMFORTMAKER | CXH524GKA* |  | EN(A,D)4X30*17** | NOMV106D12* | 23600 | 12.5 | 15 | 24000 | 8.5 | 14300 | 1 | HRCU-A-CB |  |  | 186 | 558 | Yes
5685980 | Active | Systems | SOFTSOUND SX 2500 R410A HP | COMFORTMAKER | CXH524GKA* |  | EN(A,D)4X30*17** | OLV098A12* | 24000 | 12.5 | 15 | 24000 | 8.5 | 14500 | 1 | HRCU-A-CB |  |  | 189 | 558 | Yes
3861446 | Discontinued | Systems | SOFTSOUND SX 2500 R410A HP | COMFORTMAKER | CXH524GKA* |  | EN(A,D)4X30*17** | OMV098J12* | 23800 | 12.5 | 15 | 24000 | 8.5 | 14600 | 1 | HRCU-A-CB |  |  | 188 | 558 | Yes
5417662 | Active | Systems | SOFTSOUND SX 2500 R410A HP | COMFORTMAKER | CXH524GKA* |  | EN(A,D)4X36*21** | MV12**17C* | 24000 | 12.7 | 15.5 | 24000 | 8.5 | 14400 | 1 | HRCU-A-CB |  |  | 183 | 558 | Yes
5417660 | Active | Systems | SOFTSOUND SX 2500 R410A HP | COMFORTMAKER | CXH524GKA* |  | EN(A,D,W)4X36*17** | MV08**14C* | 23800 | 12.5 | 15.5 | 24000 | 8.5 | 14400 | 1 | HRCU-A-CB |  |  | 182 | 558 | Yes
5417661 | Active | Systems | SOFTSOUND SX 2500 R410A HP | COMFORTMAKER | CXH524GKA* |  | EN(A,D,W)4X36*17** | MV12**17C* | 24000 | 12.7 | 15.5 | 24000 | 8.5 | 14400 | 1 | HRCU-A-CB |  |  | 183 | 558 | Yes
3977268 | Active | Systems | SOFTSOUND SX 2500 R410A HP | COMFORTMAKER | CXH524GKA* |  | ENH4X24*17** | *8MV*0701412** | 23400 | 12.5 | 15 | 24000 | 8.5 | 14400 | 1 | HRCU-A-CB |  |  | 185 | 558 | Yes
3977269 | Active | Systems | SOFTSOUND SX 2500 R410A HP | COMFORTMAKER | CXH524GKA* |  | ENH4X24*17** | *8MV*0901716** | 23400 | 12.5 | 15 | 24000 | 8.5 | 14400 | 1 | HRCU-A-CB |  |  | 185 | 558 | Yes
3977270 | Active | Systems | SOFTSOUND SX 2500 R410A HP | COMFORTMAKER | CXH524GKA* |  | ENH4X24*17** | *8MV*1102120** | 23400 | 12.5 | 15 | 24000 | 8.5 | 14500 | 1 | HRCU-A-CB |  |  | 185 | 558 | Yes
3977271 | Active | Systems | SOFTSOUND SX 2500 R410A HP | COMFORTMAKER | CXH524GKA* |  | ENH4X24*17** | *8MV*1352422** | 23400 | 12.5 | 15 | 24000 | 8.5 | 14400 | 1 | HRCU-A-CB |  |  | 185 | 558 | Yes
4820230 | Active | Systems | SOFTSOUND SX 2500 R410A HP | COMFORTMAKER | CXH524GKA* |  | ENH4X24*17** | *9MA*1202422A** | 23600 | 12.5 | 15.2 | 24000 | 8.5 | 14500 | 1 | HRCU-A-CB |  |  | 184 | 558 | Yes
4820233 | Active | Systems | SOFTSOUND SX 2500 R410A HP | COMFORTMAKER | CXH524GKA* |  | ENH4X24*17** | *9MV*0801716A** | 23400 | 12.5 | 15.2 | 24000 | 8.5 | 14400 | 1 | HRCU-A-CB |  |  | 182 | 558 | Yes
4820234 | Active | Systems | SOFTSOUND SX 2500 R410A HP | COMFORTMAKER | CXH524GKA* |  | ENH4X24*17** | *9MV*1202422A** | 23400 | 12.5 | 15.2 | 24000 | 8.5 | 14400 | 1 | HRCU-A-CB |  |  | 182 | 558 | Yes
3977291 | Active | Systems | SOFTSOUND SX 2500 R410A HP | COMFORTMAKER | CXH524GKA* |  | ENH4X24*17** | NOMV106D12* | 23400 | 12.5 | 15 | 24000 | 8.5 | 14400 | 1 | HRCU-A-CB |  |  | 185 | 558 | Yes
3977274 | Active | Systems | SOFTSOUND SX 2500 R410A HP | COMFORTMAKER | CXH524GKA* |  | ENH4X30*17** | *8MV*0701412** | 23400 | 12.5 | 15.5 | 24000 | 8.5 | 14400 | 1 | HRCU-A-CB |  |  | 179 | 558 | Yes
3977275 | Active | Systems | SOFTSOUND SX 2500 R410A HP | COMFORTMAKER | CXH524GKA* |  | ENH4X30*17** | *8MV*0901716** | 23400 | 12.5 | 15.5 | 24000 | 8.5 | 14400 | 1 | HRCU-A-CB |  |  | 179 | 558 | Yes
3977276 | Active | Systems | SOFTSOUND SX 2500 R410A HP | COMFORTMAKER | CXH524GKA* |  | ENH4X30*17** | *8MV*1102120** | 23400 | 12.5 | 15.5 | 24000 | 8.5 | 14400 | 1 | HRCU-A-CB |  |  | 179 | 558 | Yes
3977277 | Active | Systems | SOFTSOUND SX 2500 R410A HP | COMFORTMAKER | CXH524GKA* |  | ENH4X30*17** | *8MV*1352422** | 23400 | 12.5 | 15.5 | 24000 | 8.5 | 14400 | 1 | HRCU-A-CB |  |  | 179 | 558 | Yes
3977278 | Active | Systems | SOFTSOUND SX 2500 R410A HP | COMFORTMAKER | CXH524GKA* |  | ENH4X30*17** | *8MX*0451408** | 23400 | 12.5 | 15.25 | 24000 | 8.5 | 14600 | 1 | HRCU-A-CB |  |  | 182 | 558 | Yes
4820237 | Active | Systems | SOFTSOUND SX 2500 R410A HP | COMFORTMAKER | CXH524GKA* |  | ENH4X30*17** | *9MA*0601714A** | 23600 | 12.5 | 15.2 | 24000 | 8.5 | 14500 | 1 | HRCU-A-CB |  |  | 184 | 558 | Yes
4820238 | Active | Systems | SOFTSOUND SX 2500 R410A HP | COMFORTMAKER | CXH524GKA* |  | ENH4X30*17** | *9MA*0801714A** | 23600 | 12.6 | 15.5 | 24000 | 8.5 | 14400 | 1 | HRCU-A-CB |  |  | 180 | 558 | Yes
4820240 | Active | Systems | SOFTSOUND SX 2500 R410A HP | COMFORTMAKER | CXH524GKA* |  | ENH4X30*17** | *9MA*1202422A** | 23800 | 12.7 | 15.5 | 24000 | 8.5 | 14500 | 1 | HRCU-A-CB |  |  | 182 | 558 | Yes
4820242 | Active | Systems | SOFTSOUND SX 2500 R410A HP | COMFORTMAKER | CXH524GKA* |  | ENH4X30*17** | *9MV*0601714A** | 23800 | 12.55 | 15.5 | 24000 | 8.5 | 14500 | 1 | HRCU-A-CB |  |  | 182 | 558 | Yes
4820243 | Active | Systems | SOFTSOUND SX 2500 R410A HP | COMFORTMAKER | CXH524GKA* |  | ENH4X30*17** | *9MV*0801716A** | 24000 | 12.7 | 15.5 | 24000 | 8.5 | 14500 | 1 | HRCU-A-CB |  |  | 183 | 558 | Yes
4820245 | Active | Systems | SOFTSOUND SX 2500 R410A HP | COMFORTMAKER | CXH524GKA* |  | ENH4X30*17** | *9MV*1202422A** | 24000 | 12.7 | 15.5 | 24000 | 8.5 | 14500 | 1 | HRCU-A-CB |  |  | 183 | 558 | Yes
4820247 | Active | Systems | SOFTSOUND SX 2500 R410A HP | COMFORTMAKER | CXH524GKA* |  | ENH4X30*17** | *9MX*0601714A** | 23800 | 12.65 | 15.5 | 24000 | 8.5 | 14500 | 1 | HRCU-A-CB |  |  | 182 | 558 | Yes
5417665 | Active | Systems | SOFTSOUND SX 2500 R410A HP | COMFORTMAKER | CXH524GKA* |  | ENH4X30*17** | MV08**14C* | 23800 | 12.5 | 15.5 | 24000 | 8.5 | 14400 | 1 | HRCU-A-CB |  |  | 182 | 558 | Yes
5417666 | Active | Systems | SOFTSOUND SX 2500 R410A HP | COMFORTMAKER | CXH524GKA* |  | ENH4X30*17** | MV12**17C* | 24000 | 12.7 | 15.5 | 24000 | 8.5 | 14400 | 1 | HRCU-A-CB |  |  | 183 | 558 | Yes
3977292 | Active | Systems | SOFTSOUND SX 2500 R410A HP | COMFORTMAKER | CXH524GKA* |  | ENH4X30*17** | NOMV106D12* | 23600 | 12.5 | 15 | 24000 | 8.5 | 14300 | 1 | HRCU-A-CB |  |  | 186 | 558 | Yes
5685990 | Active | Systems | SOFTSOUND SX 2500 R410A HP | COMFORTMAKER | CXH524GKA* |  | ENH4X30*17** | OLV098A12* | 24000 | 12.5 | 15 | 24000 | 8.5 | 14500 | 1 | HRCU-A-CB |  |  | 189 | 558 | Yes
3861449 | Discontinued | Systems | SOFTSOUND SX 2500 R410A HP | COMFORTMAKER | CXH524GKA* |  | ENH4X30*17** | OMV098J12* | 23600 | 12.5 | 15 | 24000 | 8.5 | 14600 | 1 | HRCU-A-CB |  |  | 186 | 558 | Yes
5417667 | Active | Systems | SOFTSOUND SX 2500 R410A HP | COMFORTMAKER | CXH524GKA* |  | ENH4X36*17** | MV08**14C* | 23800 | 12.5 | 15.5 | 24000 | 8.5 | 14400 | 1 | HRCU-A-CB |  |  | 182 | 558 | Yes
5417668 | Active | Systems | SOFTSOUND SX 2500 R410A HP | COMFORTMAKER | CXH524GKA* |  | ENH4X36*17** | MV12**17C* | 24000 | 12.7 | 15.5 | 24000 | 8.5 | 14400 | 1 | HRCU-A-CB |  |  | 183 | 558 | Yes
3692850 | Active | Systems | SOFTSOUND SX 2500 R410A HP | COMFORTMAKER | CXH524GKA* |  | FEM4P30**A*+TXV |  | 24000 | 12.5 | 15 | 24000 | 8.5 | 14700 | 1 | HRCU-A-CB |  |  | 189 | 558 | Yes
3650095 | Active | Systems | SOFTSOUND SX 2500 R410A HP | COMFORTMAKER | CXH524GKA* |  | FVM4X24**** |  | 24000 | 12.5 | 15 | 24000 | 8.5 | 14400 | 1 | HRCU-A-CB |  |  | 189 | 558 | Yes
4359156 | Active | Systems | SOFTSOUND SX 2500 R410A HP | COMFORTMAKER | CXH524GKA* |  | FVM4X36**** |  | 24000 | 12.5 | 16 | 24000 | 9 | 14400 | 1 | HRCU-A-CB |  |  | 178 | 527 | Yes
3650196 | Active | Systems | SOFTSOUND SX 2500 R410A HP | COMFORTMAKER | CXH524GKA* |  | FXM4X24**A* |  | 24000 | 12.5 | 15.25 | 24000 | 8.5 | 14700 | 1 | HRCU-A-CB | Yes |  | 186 | 558 | Yes
3650209 | Active | Systems | SOFTSOUND SX 2500 R410A HP | COMFORTMAKER | CXH524GKA* |  | FXM4X30**A* |  | 24000 | 12.5 | 15 | 24000 | 8.5 | 14500 | 1 | HRCU-A-CB |  |  | 189 | 558 | Yes
5160549 | Active | Systems | SOFTSOUND SX 2500 R410A HP | COMFORTMAKER | CXH530GKA* |  | EA*4X36*21A* | *9MV*0802120A** | 28200 | 12.5 | 15 | 27800 | 8.5 | 16800 | 1 | HRCU-A-CB |  |  | 223 | 669 | Yes
5417861 | Active | Systems | SOFTSOUND SX 2500 R410A HP | COMFORTMAKER | CXH530GKA* |  | EA*4X36*21A* | MV12**17C* | 28200 | 12.5 | 15 | 27800 | 8.5 | 16700 | 1 | HRCU-A-CB |  |  | 223 | 669 | Yes
5417862 | Active | Systems | SOFTSOUND SX 2500 R410A HP | COMFORTMAKER | CXH530GKA* |  | EA*4X42*21A* | MV12**17C* | 28400 | 12.7 | 15.2 | 27800 | 8.5 | 16700 | 1 | HRCU-A-CB |  |  | 221 | 669 | Yes
3977599 | Discontinued | Systems | SOFTSOUND SX 2500 R410A HP | COMFORTMAKER | CXH530GKA* |  | ED*4X36F** | *8MV*0901716** | 28000 | 12.5 | 15.25 | 27600 | 8.5 | 16600 | 1 | HRCU-A-CB |  |  | 217 | 669 | Yes
3977601 | Discontinued | Systems | SOFTSOUND SX 2500 R410A HP | COMFORTMAKER | CXH530GKA* |  | ED*4X36J** | *8MV*1102120** | 28000 | 12.5 | 15 | 27800 | 8.5 | 16700 | 1 | HRCU-A-CB |  |  | 221 | 669 | Yes
3977602 | Discontinued | Systems | SOFTSOUND SX 2500 R410A HP | COMFORTMAKER | CXH530GKA* |  | ED*4X36J** | *8MX*0902116** | 28200 | 12.5 | 15 | 28000 | 8.5 | 16900 | 1 | HRCU-A-CB |  |  | 223 | 669 | Yes
4104201 | Discontinued | Systems | SOFTSOUND SX 2500 R410A HP | COMFORTMAKER | CXH530GKA* |  | ED*4X36J** | OLV112A16A | 28400 | 12.5 | 15 | 28000 | 8.5 | 16900 | 1 | HRCU-A-CB |  |  | 224 | 669 | Yes
4821051 | Active | Systems | SOFTSOUND SX 2500 R410A HP | COMFORTMAKER | CXH530GKA* |  | EHD4X30A** | *9MA*1202422A** | 28200 | 12.5 | 15 | 28000 | 8.5 | 16900 | 1 | HRCU-A-CB |  |  | 223 | 669 | Yes
4821055 | Active | Systems | SOFTSOUND SX 2500 R410A HP | COMFORTMAKER | CXH530GKA* |  | EHD4X30A** | *9MV*1202422A** | 28000 | 12.5 | 15 | 28000 | 8.5 | 16800 | 1 | HRCU-A-CB |  |  | 221 | 669 | Yes
3977635 | Active | Systems | SOFTSOUND SX 2500 R410A HP | COMFORTMAKER | CXH530GKA* |  | EHD4X36A** | *8MV*0901716** | 28000 | 12.5 | 15.25 | 27800 | 8.5 | 16800 | 1 | HRCU-A-CB |  |  | 217 | 669 | Yes
3977636 | Active | Systems | SOFTSOUND SX 2500 R410A HP | COMFORTMAKER | CXH530GKA* |  | EHD4X36A** | *8MV*1102120** | 28000 | 12.5 | 15 | 28000 | 8.5 | 16800 | 1 | HRCU-A-CB |  |  | 221 | 669 | Yes
3977639 | Active | Systems | SOFTSOUND SX 2500 R410A HP | COMFORTMAKER | CXH530GKA* |  | EHD4X36A** | *8MX*0902116** | 28200 | 12.5 | 15 | 28200 | 8.5 | 17000 | 1 | HRCU-A-CB |  |  | 223 | 669 | Yes
4821059 | Active | Systems | SOFTSOUND SX 2500 R410A HP | COMFORTMAKER | CXH530GKA* |  | EHD4X36A** | *9MA*0801714A** | 28600 | 12.5 | 15 | 28200 | 8.5 | 16900 | 1 | HRCU-A-CB |  |  | 226 | 669 | Yes
5160560 | Active | Systems | SOFTSOUND SX 2500 R410A HP | COMFORTMAKER | CXH530GKA* |  | EHD4X36A** | *9MA*0802120A** | 28600 | 12.5 | 15 | 28000 | 8.5 | 16900 | 1 | HRCU-A-CB |  |  | 226 | 669 | Yes
4821061 | Active | Systems | SOFTSOUND SX 2500 R410A HP | COMFORTMAKER | CXH530GKA* |  | EHD4X36A** | *9MA*1202422A** | 28800 | 12.5 | 15.2 | 28000 | 8.5 | 16900 | 1 | HRCU-A-CB |  |  | 224 | 669 | Yes
4821063 | Active | Systems | SOFTSOUND SX 2500 R410A HP | COMFORTMAKER | CXH530GKA* |  | EHD4X36A** | *9MV*0801716A** | 28600 | 12.5 | 15.2 | 28200 | 8.5 | 16900 | 1 | HRCU-A-CB |  |  | 223 | 669 | Yes
5160561 | Active | Systems | SOFTSOUND SX 2500 R410A HP | COMFORTMAKER | CXH530GKA* |  | EHD4X36A** | *9MV*0802120A** | 28600 | 12.5 | 15 | 28000 | 8.5 | 16800 | 1 | HRCU-A-CB |  |  | 226 | 669 | Yes
5160562 | Active | Systems | SOFTSOUND SX 2500 R410A HP | COMFORTMAKER | CXH530GKA* |  | EHD4X36A** | *9MV*1002120A** | 28400 | 12.5 | 15 | 27800 | 8.5 | 16700 | 1 | HRCU-A-CB |  |  | 224 | 669 | Yes
4821065 | Active | Systems | SOFTSOUND SX 2500 R410A HP | COMFORTMAKER | CXH530GKA* |  | EHD4X36A** | *9MV*1202422A** | 28800 | 12.5 | 15.2 | 28000 | 8.5 | 16900 | 1 | HRCU-A-CB |  |  | 224 | 669 | Yes
4821066 | Active | Systems | SOFTSOUND SX 2500 R410A HP | COMFORTMAKER | CXH530GKA* |  | EHD4X36A** | *9MX*0601714A** | 28800 | 12.5 | 15 | 28400 | 8.5 | 17100 | 1 | HRCU-A-CB |  |  | 227 | 669 | Yes
4821067 | Active | Systems | SOFTSOUND SX 2500 R410A HP | COMFORTMAKER | CXH530GKA* |  | EHD4X36A** | *9MX*0801716A** | 29000 | 12.5 | 15 | 28400 | 8.5 | 17200 | 1 | HRCU-A-CB |  |  | 229 | 669 | Yes
5417879 | Active | Systems | SOFTSOUND SX 2500 R410A HP | COMFORTMAKER | CXH530GKA* |  | EHD4X36A** | MV08**14C* | 28400 | 12.7 | 15.2 | 27800 | 8.5 | 16700 | 1 | HRCU-A-CB |  |  | 221 | 669 | Yes
5417880 | Active | Systems | SOFTSOUND SX 2500 R410A HP | COMFORTMAKER | CXH530GKA* |  | EHD4X36A** | MV12**17C* | 28800 | 12.7 | 15.2 | 28000 | 8.5 | 16800 | 1 | HRCU-A-CB |  |  | 224 | 669 | Yes
5686142 | Active | Systems | SOFTSOUND SX 2500 R410A HP | COMFORTMAKER | CXH530GKA* |  | EHD4X36A** | OLV098A12* | 28600 | 12.5 | 15 | 28200 | 8.5 | 17000 | 1 | HRCU-A-CB |  |  | 226 | 669 | Yes
4104257 | Active | Systems | SOFTSOUND SX 2500 R410A HP | COMFORTMAKER | CXH530GKA* |  | EHD4X36A** | OLV112A16A | 28800 | 12.5 | 15 | 28200 | 8.5 | 17100 | 1 | HRCU-A-CB |  |  | 227 | 669 | Yes
4104250 | Active | Systems | SOFTSOUND SX 2500 R410A HP | COMFORTMAKER | CXH530GKA* |  | EHD4X36A** | OMV112K14A | 28800 | 12.5 | 15 | 28000 | 8.5 | 16900 | 1 | HRCU-A-CB |  |  | 227 | 669 | Yes
5417881 | Active | Systems | SOFTSOUND SX 2500 R410A HP | COMFORTMAKER | CXH530GKA* |  | EHD4X42A** | MV08**14C* | 28600 | 12.7 | 15.2 | 27800 | 8.5 | 16700 | 1 | HRCU-A-CB |  |  | 223 | 669 | Yes
5417882 | Active | Systems | SOFTSOUND SX 2500 R410A HP | COMFORTMAKER | CXH530GKA* |  | EHD4X42A** | MV12**17C* | 28800 | 12.7 | 15.2 | 28000 | 8.5 | 16800 | 1 | HRCU-A-CB |  |  | 224 | 669 | Yes
3977612 | Active | Systems | SOFTSOUND SX 2500 R410A HP | COMFORTMAKER | CXH530GKA* |  | EN(A,D)4X36*21** | *8MV*1102120** | 28000 | 12.5 | 15 | 27800 | 8.5 | 16700 | 1 | HRCU-A-CB |  |  | 221 | 669 | Yes
3977613 | Active | Systems | SOFTSOUND SX 2500 R410A HP | COMFORTMAKER | CXH530GKA* |  | EN(A,D)4X36*21** | *8MX*0902116** | 28200 | 12.5 | 15 | 28000 | 8.5 | 16900 | 1 | HRCU-A-CB |  |  | 223 | 669 | Yes
3977609 | Active | Systems | SOFTSOUND SX 2500 R410A HP | COMFORTMAKER | CXH530GKA* |  | EN(A,D,W)4X36*17** | *8MV*0901716** | 28000 | 12.5 | 15.25 | 27600 | 8.5 | 16700 | 1 | HRCU-A-CB |  |  | 217 | 669 | Yes
5417871 | Active | Systems | SOFTSOUND SX 2500 R410A HP | COMFORTMAKER | CXH530GKA* |  | EN(A,D,W)4X42*21** | MV12**17C* | 28400 | 12.5 | 15 | 27800 | 8.5 | 16800 | 1 | HRCU-A-CB |  |  | 224 | 669 | Yes
5417869 | Active | Systems | SOFTSOUND SX 2500 R410A HP | COMFORTMAKER | CXH530GKA* |  | END4X42*17** | MV08**14C* | 28400 | 12.7 | 15.2 | 27800 | 8.5 | 16700 | 1 | HRCU-A-CB |  |  | 221 | 669 | Yes
5417870 | Active | Systems | SOFTSOUND SX 2500 R410A HP | COMFORTMAKER | CXH530GKA* |  | END4X42*17** | MV12**17C* | 28600 | 12.7 | 15.2 | 28000 | 8.5 | 16800 | 1 | HRCU-A-CB |  |  | 223 | 669 | Yes
3977623 | Active | Systems | SOFTSOUND SX 2500 R410A HP | COMFORTMAKER | CXH530GKA* |  | ENH4X36*17** | *8MV*0901716** | 28000 | 12.5 | 15.25 | 27600 | 8.5 | 16700 | 1 | HRCU-A-CB |  |  | 217 | 669 | Yes
3977624 | Active | Systems | SOFTSOUND SX 2500 R410A HP | COMFORTMAKER | CXH530GKA* |  | ENH4X36*17** | *8MV*1102120** | 28000 | 12.5 | 15 | 27800 | 8.5 | 16700 | 1 | HRCU-A-CB |  |  | 221 | 669 | Yes
3977627 | Active | Systems | SOFTSOUND SX 2500 R410A HP | COMFORTMAKER | CXH530GKA* |  | ENH4X36*17** | *8MX*0902116** | 28200 | 12.5 | 15 | 28000 | 8.5 | 16900 | 1 | HRCU-A-CB |  |  | 223 | 669 | Yes
5417876 | Active | Systems | SOFTSOUND SX 2500 R410A HP | COMFORTMAKER | CXH530GKA* |  | ENH4X42*21** | MV12**17C* | 28400 | 12.5 | 15 | 27800 | 8.5 | 16800 | 1 | HRCU-A-CB |  |  | 224 | 669 | Yes
3650096 | Active | Systems | SOFTSOUND SX 2500 R410A HP | COMFORTMAKER | CXH530GKA* |  | FVM4X24**** |  | 28200 | 12.5 | 15 | 27800 | 8.5 | 16800 | 1 | HRCU-A-CB |  |  | 223 | 669 | Yes
3650120 | Active | Systems | SOFTSOUND SX 2500 R410A HP | COMFORTMAKER | CXH530GKA* |  | FVM4X36**** |  | 28400 | 12.5 | 15.5 | 27800 | 8.5 | 16600 | 1 | HRCU-A-CB |  |  | 217 | 669 | Yes
3650143 | Active | Systems | SOFTSOUND SX 2500 R410A HP | COMFORTMAKER | CXH530GKA* |  | FVM4X48**** |  | 29000 | 12.5 | 15.5 | 27600 | 8.7 | 16800 | 1 | HRCU-A-CB |  |  | 222 | 654 | Yes
3650210 | Active | Systems | SOFTSOUND SX 2500 R410A HP | COMFORTMAKER | CXH530GKA* |  | FXM4X30**A* |  | 28800 | 12.5 | 15.25 | 28200 | 8.5 | 17000 | 1 | HRCU-A-CB | Yes |  | 224 | 669 | Yes
3650223 | Active | Systems | SOFTSOUND SX 2500 R410A HP | COMFORTMAKER | CXH530GKA* |  | FXM4X36**A* |  | 28800 | 12.5 | 15.5 | 27800 | 8.5 | 16700 | 1 | HRCU-A-CB |  |  | 220 | 669 | Yes
5418128 | Active | Systems | SOFTSOUND SX 2500 R410A HP | COMFORTMAKER | CXH536GKA* |  | EHD4X48A** | MV16**21C* | 34800 | 12.5 | 15 | 34400 | 8.5 | 21200 | 1 | HRCU-A-CB |  |  | 275 | 781 | Yes
5418129 | Active | Systems | SOFTSOUND SX 2500 R410A HP | COMFORTMAKER | CXH536GKA* |  | EHD4X48A** | MV20**24C* | 34600 | 12.5 | 15 | 34200 | 8.5 | 21200 | 1 | HRCU-A-CB |  |  | 273 | 781 | Yes
5418110 | Active | Systems | SOFTSOUND SX 2500 R410A HP | COMFORTMAKER | CXH536GKA* |  | EN(A,D)4X48*24** | MV16**21C* | 34600 | 12.5 | 15 | 34200 | 8.5 | 21200 | 1 | HRCU-A-CB |  |  | 273 | 781 | Yes
5418111 | Active | Systems | SOFTSOUND SX 2500 R410A HP | COMFORTMAKER | CXH536GKA* |  | EN(A,D)4X48*24** | MV20**24C* | 34400 | 12.5 | 15 | 34200 | 8.5 | 21000 | 1 | HRCU-A-CB |  |  | 272 | 781 | Yes
5418109 | Active | Systems | SOFTSOUND SX 2500 R410A HP | COMFORTMAKER | CXH536GKA* |  | EN(A,D,W)4X48*21** | MV16**21C* | 34600 | 12.5 | 15 | 34200 | 8.5 | 21200 | 1 | HRCU-A-CB |  |  | 273 | 781 | Yes
5418117 | Active | Systems | SOFTSOUND SX 2500 R410A HP | COMFORTMAKER | CXH536GKA* |  | ENH4X48*21** | MV16**21C* | 34600 | 12.5 | 15 | 34200 | 8.5 | 21200 | 1 | HRCU-A-CB |  |  | 273 | 781 | Yes
3650121 | Active | Systems | SOFTSOUND SX 2500 R410A HP | COMFORTMAKER | CXH536GKA* |  | FVM4X36**** |  | 33800 | 12.5 | 15 | 33800 | 8.5 | 20800 | 1 | HRCU-A-CB |  |  | 267 | 781 | Yes
3650144 | Active | Systems | SOFTSOUND SX 2500 R410A HP | COMFORTMAKER | CXH536GKA* |  | FVM4X48**** |  | 35000 | 12.5 | 15 | 34400 | 8.6 | 21200 | 1 | HRCU-A-CB |  |  | 276 | 772 | Yes
3650169 | Active | Systems | SOFTSOUND SX 2500 R410A HP | COMFORTMAKER | CXH536GKA* |  | FVM4X60**** |  | 35400 | 12.5 | 15.5 | 34000 | 8.8 | 21200 | 1 | HRCU-A-CB |  |  | 270 | 754 | Yes
3650224 | Active | Systems | SOFTSOUND SX 2500 R410A HP | COMFORTMAKER | CXH536GKA* |  | FXM4X36**A* |  | 34800 | 12.5 | 15 | 34600 | 8.5 | 21400 | 1 | HRCU-A-CB | Yes |  | 275 | 781 | Yes
5294093 | Active | Systems | SOFTSOUND SX 2500 R410A HP | COMFORTMAKER | CXH537GKA* |  | EA*4X42*21A* | *8MX*1102120** | 35000 | 12.7 | 15.2 | 35000 | 8.5 | 21000 | 1 | HRCU-A-CB |  |  | 273 | 781 | Yes
5418409 | Active | Systems | SOFTSOUND SX 2500 R410A HP | COMFORTMAKER | CXH537GKA* |  | EA*4X48*17A* | MV08**14C* | 35400 | 12.7 | 15.2 | 35000 | 8.5 | 21200 | 1 | HRCU-A-CB |  |  | 276 | 781 | Yes
5418410 | Active | Systems | SOFTSOUND SX 2500 R410A HP | COMFORTMAKER | CXH537GKA* |  | EA*4X48*17A* | MV12**17C* | 35600 | 13 | 15.5 | 35200 | 8.5 | 21200 | 1 | HRCU-A-CB |  |  | 272 | 781 | Yes
5418411 | Active | Systems | SOFTSOUND SX 2500 R410A HP | COMFORTMAKER | CXH537GKA* |  | EA*4X48*21A* | MV12**17C* | 35400 | 13 | 15.5 | 35000 | 8.5 | 21000 | 1 | HRCU-A-CB |  |  | 270 | 781 | Yes
5418412 | Active | Systems | SOFTSOUND SX 2500 R410A HP | COMFORTMAKER | CXH537GKA* |  | EA*4X48*21A* | MV16**21C* | 35400 | 13 | 15.5 | 35000 | 8.5 | 21000 | 1 | HRCU-A-CB |  |  | 270 | 781 | Yes
5418413 | Active | Systems | SOFTSOUND SX 2500 R410A HP | COMFORTMAKER | CXH537GKA* |  | EA*4X48*24A* | MV16**21C* | 35400 | 13 | 15.5 | 35000 | 8.5 | 21000 | 1 | HRCU-A-CB |  |  | 270 | 781 | Yes
5418414 | Active | Systems | SOFTSOUND SX 2500 R410A HP | COMFORTMAKER | CXH537GKA* |  | EA*4X48*24A* | MV20**24C* | 35200 | 13 | 15.5 | 34800 | 8.5 | 20800 | 1 | HRCU-A-CB |  |  | 269 | 781 | Yes
4104967 | Discontinued | Systems | SOFTSOUND SX 2500 R410A HP | COMFORTMAKER | CXH537GKA* |  | ED*4X42F** | OLV112A16A | 34600 | 12.5 | 15 | 35200 | 8.5 | 21400 | 1 | HRCU-A-CB |  |  | 273 | 781 | Yes
4104974 | Discontinued | Systems | SOFTSOUND SX 2500 R410A HP | COMFORTMAKER | CXH537GKA* |  | ED*4X42J** | OLV112A16A | 34800 | 12.5 | 15 | 35000 | 8.5 | 21200 | 1 | HRCU-A-CB |  |  | 275 | 781 | Yes
4104981 | Discontinued | Systems | SOFTSOUND SX 2500 R410A HP | COMFORTMAKER | CXH537GKA* |  | ED*4X42L** | OLV112A16A | 34800 | 12.5 | 15 | 35000 | 8.5 | 21200 | 1 | HRCU-A-CB |  |  | 275 | 781 | Yes
4104988 | Discontinued | Systems | SOFTSOUND SX 2500 R410A HP | COMFORTMAKER | CXH537GKA* |  | ED*4X42L** | OLV154F20A | 35600 | 12.5 | 15 | 35400 | 8.5 | 21400 | 1 | HRCU-A-CB |  |  | 281 | 781 | Yes
3976090 | Active | Systems | SOFTSOUND SX 2500 R410A HP | COMFORTMAKER | CXH537GKA* |  | EHD4X36A** | *8MV*0901716** | 34800 | 12.5 | 15 | 34800 | 8.5 | 21000 | 1 | HRCU-A-CB |  |  | 275 | 781 | Yes
3976091 | Active | Systems | SOFTSOUND SX 2500 R410A HP | COMFORTMAKER | CXH537GKA* |  | EHD4X36A** | *8MV*1102120** | 35000 | 12.5 | 15 | 35000 | 8.5 | 21000 | 1 | HRCU-A-CB |  |  | 276 | 781 | Yes
3976092 | Active | Systems | SOFTSOUND SX 2500 R410A HP | COMFORTMAKER | CXH537GKA* |  | EHD4X36A** | *8MV*1352422** | 35000 | 12.5 | 15 | 34800 | 8.5 | 21000 | 1 | HRCU-A-CB |  |  | 276 | 781 | Yes
3976095 | Active | Systems | SOFTSOUND SX 2500 R410A HP | COMFORTMAKER | CXH537GKA* |  | EHD4X36A** | *8MX*0902116** | 35200 | 12.5 | 15 | 35000 | 8.5 | 21000 | 1 | HRCU-A-CB |  |  | 278 | 781 | Yes
3976096 | Active | Systems | SOFTSOUND SX 2500 R410A HP | COMFORTMAKER | CXH537GKA* |  | EHD4X36A** | *8MX*1102120** | 35200 | 13 | 15 | 35200 | 8.5 | 21200 | 1 | HRCU-A-CB |  |  | 278 | 781 | Yes
4822935 | Active | Systems | SOFTSOUND SX 2500 R410A HP | COMFORTMAKER | CXH537GKA* |  | EHD4X36A** | *9MV*0801716A** | 35000 | 12.5 | 15.2 | 35200 | 8.5 | 21200 | 1 | HRCU-A-CB |  |  | 273 | 781 | Yes
5418434 | Active | Systems | SOFTSOUND SX 2500 R410A HP | COMFORTMAKER | CXH537GKA* |  | EHD4X36A** | MV12**17C* | 35400 | 12.7 | 15.5 | 35000 | 8.5 | 21000 | 1 | HRCU-A-CB |  |  | 270 | 781 | Yes
5418435 | Active | Systems | SOFTSOUND SX 2500 R410A HP | COMFORTMAKER | CXH537GKA* |  | EHD4X36A** | MV16**21C* | 35400 | 13 | 15.5 | 35000 | 8.5 | 21000 | 1 | HRCU-A-CB |  |  | 270 | 781 | Yes
5418436 | Active | Systems | SOFTSOUND SX 2500 R410A HP | COMFORTMAKER | CXH537GKA* |  | EHD4X36A** | MV20**24C* | 35200 | 13 | 15.5 | 34800 | 8.5 | 21000 | 1 | HRCU-A-CB |  |  | 269 | 781 | Yes
4105254 | Active | Systems | SOFTSOUND SX 2500 R410A HP | COMFORTMAKER | CXH537GKA* |  | EHD4X36A** | OLV112A16A | 35200 | 12.5 | 15 | 35400 | 8.5 | 21400 | 1 | HRCU-A-CB |  |  | 278 | 781 | Yes
4105261 | Active | Systems | SOFTSOUND SX 2500 R410A HP | COMFORTMAKER | CXH537GKA* |  | EHD4X36A** | OLV154F20A | 36000 | 12.5 | 15 | 35800 | 8.5 | 21600 | 1 | HRCU-A-CB |  |  | 284 | 781 | Yes
4105247 | Active | Systems | SOFTSOUND SX 2500 R410A HP | COMFORTMAKER | CXH537GKA* |  | EHD4X36A** | OMV112K14A | 35000 | 12.5 | 15 | 35000 | 8.5 | 21200 | 1 | HRCU-A-CB |  |  | 276 | 781 | Yes
3976097 | Active | Systems | SOFTSOUND SX 2500 R410A HP | COMFORTMAKER | CXH537GKA* |  | EHD4X42A** | *8MV*0701412** | 35000 | 12.5 | 15 | 35000 | 8.5 | 21200 | 1 | HRCU-A-CB |  |  | 276 | 781 | Yes
3976098 | Active | Systems | SOFTSOUND SX 2500 R410A HP | COMFORTMAKER | CXH537GKA* |  | EHD4X42A** | *8MV*0901716** | 35000 | 13 | 15 | 35000 | 8.5 | 21000 | 1 | HRCU-A-CB |  |  | 276 | 781 | Yes
3976099 | Active | Systems | SOFTSOUND SX 2500 R410A HP | COMFORTMAKER | CXH537GKA* |  | EHD4X42A** | *8MV*1102120** | 35200 | 13 | 15 | 35000 | 8.5 | 21000 | 1 | HRCU-A-CB |  |  | 278 | 781 | Yes
3976100 | Active | Systems | SOFTSOUND SX 2500 R410A HP | COMFORTMAKER | CXH537GKA* |  | EHD4X42A** | *8MV*1352422** | 35200 | 13 | 15 | 35000 | 8.5 | 21000 | 1 | HRCU-A-CB |  |  | 278 | 781 | Yes
3976102 | Active | Systems | SOFTSOUND SX 2500 R410A HP | COMFORTMAKER | CXH537GKA* |  | EHD4X42A** | *8MX*0701716** | 35200 | 12.5 | 15 | 35400 | 8.5 | 21400 | 1 | HRCU-A-CB |  |  | 278 | 781 | Yes
3976103 | Active | Systems | SOFTSOUND SX 2500 R410A HP | COMFORTMAKER | CXH537GKA* |  | EHD4X42A** | *8MX*0902116** | 35400 | 13 | 15 | 35200 | 8.5 | 21200 | 1 | HRCU-A-CB |  |  | 279 | 781 | Yes
3976104 | Active | Systems | SOFTSOUND SX 2500 R410A HP | COMFORTMAKER | CXH537GKA* |  | EHD4X42A** | *8MX*1102120** | 35600 | 13 | 15 | 35200 | 8.5 | 21200 | 1 | HRCU-A-CB |  |  | 281 | 781 | Yes
5160974 | Active | Systems | SOFTSOUND SX 2500 R410A HP | COMFORTMAKER | CXH537GKA* |  | EHD4X42A** | *9MA*1002122A** | 35200 | 13 | 15.5 | 34800 | 8.5 | 21000 | 1 | HRCU-A-CB |  |  | 269 | 781 | Yes
4822943 | Active | Systems | SOFTSOUND SX 2500 R410A HP | COMFORTMAKER | CXH537GKA* |  | EHD4X42A** | *9MA*1202422A** | 35200 | 12.7 | 15.5 | 34800 | 8.5 | 20800 | 1 | HRCU-A-CB |  |  | 269 | 781 | Yes
5160975 | Active | Systems | SOFTSOUND SX 2500 R410A HP | COMFORTMAKER | CXH537GKA* |  | EHD4X42A** | *9MV*0802120A** | 35200 | 12.7 | 15.5 | 35000 | 8.5 | 21000 | 1 | HRCU-A-CB |  |  | 269 | 781 | Yes
5160976 | Active | Systems | SOFTSOUND SX 2500 R410A HP | COMFORTMAKER | CXH537GKA* |  | EHD4X42A** | *9MV*1002120A** | 35200 | 12.7 | 15.5 | 34800 | 8.5 | 21000 | 1 | HRCU-A-CB |  |  | 269 | 781 | Yes
4822947 | Active | Systems | SOFTSOUND SX 2500 R410A HP | COMFORTMAKER | CXH537GKA* |  | EHD4X42A** | *9MV*1202422A** | 35400 | 12.7 | 15.5 | 35000 | 8.5 | 21000 | 1 | HRCU-A-CB |  |  | 270 | 781 | Yes
4822948 | Active | Systems | SOFTSOUND SX 2500 R410A HP | COMFORTMAKER | CXH537GKA* |  | EHD4X42A** | *9MX*0601714A** | 35200 | 12.5 | 15.2 | 35400 | 8.5 | 21400 | 1 | HRCU-A-CB |  |  | 274 | 781 | Yes
5418437 | Active | Systems | SOFTSOUND SX 2500 R410A HP | COMFORTMAKER | CXH537GKA* |  | EHD4X42A** | MV08**14C* | 35200 | 12.7 | 15.2 | 35000 | 8.5 | 21000 | 1 | HRCU-A-CB |  |  | 274 | 781 | Yes
5418438 | Active | Systems | SOFTSOUND SX 2500 R410A HP | COMFORTMAKER | CXH537GKA* |  | EHD4X42A** | MV12**17C* | 35600 | 13 | 15.5 | 35000 | 8.5 | 21200 | 1 | HRCU-A-CB |  |  | 272 | 781 | Yes
5418439 | Active | Systems | SOFTSOUND SX 2500 R410A HP | COMFORTMAKER | CXH537GKA* |  | EHD4X42A** | MV16**21C* | 35600 | 13 | 15.5 | 35000 | 8.5 | 21000 | 1 | HRCU-A-CB |  |  | 272 | 781 | Yes
5418440 | Active | Systems | SOFTSOUND SX 2500 R410A HP | COMFORTMAKER | CXH537GKA* |  | EHD4X42A** | MV20**24C* | 35400 | 13 | 15.5 | 34800 | 8.5 | 21000 | 1 | HRCU-A-CB |  |  | 270 | 781 | Yes
5686420 | Active | Systems | SOFTSOUND SX 2500 R410A HP | COMFORTMAKER | CXH537GKA* |  | EHD4X42A** | OLV098A12* | 35000 | 12.5 | 15 | 35200 | 8.5 | 21400 | 1 | HRCU-A-CB |  |  | 276 | 781 | Yes
4105289 | Active | Systems | SOFTSOUND SX 2500 R410A HP | COMFORTMAKER | CXH537GKA* |  | EHD4X42A** | OLV112A16A | 35400 | 12.5 | 15 | 35400 | 8.5 | 21400 | 1 | HRCU-A-CB |  |  | 279 | 781 | Yes
4105296 | Active | Systems | SOFTSOUND SX 2500 R410A HP | COMFORTMAKER | CXH537GKA* |  | EHD4X42A** | OLV154F20A | 36000 | 12.5 | 15 | 35800 | 8.5 | 21800 | 1 | HRCU-A-CB |  |  | 284 | 781 | Yes
5686410 | Active | Systems | SOFTSOUND SX 2500 R410A HP | COMFORTMAKER | CXH537GKA* |  | EHD4X42A** | OMV098J12* | 35200 | 12.5 | 15 | 35400 | 8.5 | 21400 | 1 | HRCU-A-CB |  |  | 278 | 781 | Yes
4105282 | Active | Systems | SOFTSOUND SX 2500 R410A HP | COMFORTMAKER | CXH537GKA* |  | EHD4X42A** | OMV112K14A | 35200 | 12.5 | 15 | 35200 | 8.5 | 21200 | 1 | HRCU-A-CB |  |  | 278 | 781 | Yes
5418441 | Active | Systems | SOFTSOUND SX 2500 R410A HP | COMFORTMAKER | CXH537GKA* |  | EHD4X48A** | MV08**14C* | 35400 | 12.7 | 15.5 | 35000 | 8.5 | 21000 | 1 | HRCU-A-CB |  |  | 270 | 781 | Yes
5418442 | Active | Systems | SOFTSOUND SX 2500 R410A HP | COMFORTMAKER | CXH537GKA* |  | EHD4X48A** | MV12**17C* | 35800 | 13 | 15.5 | 35200 | 8.5 | 21200 | 1 | HRCU-A-CB |  |  | 273 | 781 | Yes
5418443 | Active | Systems | SOFTSOUND SX 2500 R410A HP | COMFORTMAKER | CXH537GKA* |  | EHD4X48A** | MV16**21C* | 35800 | 13 | 15.5 | 35000 | 8.5 | 21000 | 1 | HRCU-A-CB |  |  | 273 | 781 | Yes
5418444 | Active | Systems | SOFTSOUND SX 2500 R410A HP | COMFORTMAKER | CXH537GKA* |  | EHD4X48A** | MV20**24C* | 35600 | 13.2 | 15.5 | 35000 | 8.5 | 21000 | 1 | HRCU-A-CB |  |  | 272 | 781 | Yes
5418425 | Active | Systems | SOFTSOUND SX 2500 R410A HP | COMFORTMAKER | CXH537GKA* |  | EN(A,D)4X48*24** | MV16**21C* | 35400 | 13 | 15.5 | 35000 | 8.5 | 21000 | 1 | HRCU-A-CB |  |  | 270 | 781 | Yes
5418426 | Active | Systems | SOFTSOUND SX 2500 R410A HP | COMFORTMAKER | CXH537GKA* |  | EN(A,D)4X48*24** | MV20**24C* | 35400 | 13.2 | 15.5 | 34800 | 8.5 | 20800 | 1 | HRCU-A-CB |  |  | 270 | 781 | Yes
3975999 | Active | Systems | SOFTSOUND SX 2500 R410A HP | COMFORTMAKER | CXH537GKA* |  | EN(A,D,W)4X42*21** | *8MX*0902116** | 34600 | 12.5 | 15 | 34800 | 8.5 | 21000 | 1 | HRCU-A-CB |  |  | 273 | 781 | Yes
3976000 | Active | Systems | SOFTSOUND SX 2500 R410A HP | COMFORTMAKER | CXH537GKA* |  | EN(A,D,W)4X42*21** | *8MX*1102120** | 34800 | 12.5 | 15 | 35000 | 8.5 | 21000 | 1 | HRCU-A-CB |  |  | 275 | 781 | Yes
4105107 | Active | Systems | SOFTSOUND SX 2500 R410A HP | COMFORTMAKER | CXH537GKA* |  | EN(A,D,W)4X42*21** | OLV112A16A | 34800 | 12.5 | 15 | 35200 | 8.5 | 21400 | 1 | HRCU-A-CB |  |  | 275 | 781 | Yes
5418423 | Active | Systems | SOFTSOUND SX 2500 R410A HP | COMFORTMAKER | CXH537GKA* |  | EN(A,D,W)4X48*21** | MV12**17C* | 35400 | 13 | 15.5 | 35000 | 8.5 | 21000 | 1 | HRCU-A-CB |  |  | 270 | 781 | Yes
5418424 | Active | Systems | SOFTSOUND SX 2500 R410A HP | COMFORTMAKER | CXH537GKA* |  | EN(A,D,W)4X48*21** | MV16**21C* | 35400 | 13 | 15.5 | 35000 | 8.5 | 21000 | 1 | HRCU-A-CB |  |  | 270 | 781 | Yes
5418420 | Active | Systems | SOFTSOUND SX 2500 R410A HP | COMFORTMAKER | CXH537GKA* |  | END4X42*17** | MV12**17C* | 35200 | 12.7 | 15.2 | 35000 | 8.5 | 21000 | 1 | HRCU-A-CB |  |  | 274 | 781 | Yes
4105079 | Active | Systems | SOFTSOUND SX 2500 R410A HP | COMFORTMAKER | CXH537GKA* |  | END4X42*17** | OMV112K14A | 34800 | 12.5 | 15 | 35000 | 8.5 | 21200 | 1 | HRCU-A-CB |  |  | 275 | 781 | Yes
4105156 | Active | Systems | SOFTSOUND SX 2500 R410A HP | COMFORTMAKER | CXH537GKA* |  | ENH4X36*17** | OLV154F20A | 35000 | 12.5 | 15 | 35400 | 8.5 | 21600 | 1 | HRCU-A-CB |  |  | 276 | 781 | Yes
3976041 | Active | Systems | SOFTSOUND SX 2500 R410A HP | COMFORTMAKER | CXH537GKA* |  | ENH4X42*21** | *8MX*0902116** | 34600 | 12.5 | 15 | 34800 | 8.5 | 21000 | 1 | HRCU-A-CB |  |  | 273 | 781 | Yes
3976042 | Active | Systems | SOFTSOUND SX 2500 R410A HP | COMFORTMAKER | CXH537GKA* |  | ENH4X42*21** | *8MX*1102120** | 34800 | 12.5 | 15 | 35000 | 8.5 | 21000 | 1 | HRCU-A-CB |  |  | 275 | 781 | Yes
4105184 | Active | Systems | SOFTSOUND SX 2500 R410A HP | COMFORTMAKER | CXH537GKA* |  | ENH4X42*21** | OLV112A16A | 34800 | 12.5 | 15 | 35200 | 8.5 | 21400 | 1 | HRCU-A-CB |  |  | 275 | 781 | Yes
4105191 | Active | Systems | SOFTSOUND SX 2500 R410A HP | COMFORTMAKER | CXH537GKA* |  | ENH4X42*21** | OLV154F20A | 35600 | 12.5 | 15 | 35600 | 8.5 | 21600 | 1 | HRCU-A-CB |  |  | 281 | 781 | Yes
5418431 | Active | Systems | SOFTSOUND SX 2500 R410A HP | COMFORTMAKER | CXH537GKA* |  | ENH4X48*21** | MV12**17C* | 35400 | 13 | 15.5 | 35000 | 8.5 | 21000 | 1 | HRCU-A-CB |  |  | 270 | 781 | Yes
5418432 | Active | Systems | SOFTSOUND SX 2500 R410A HP | COMFORTMAKER | CXH537GKA* |  | ENH4X48*21** | MV16**21C* | 35400 | 13 | 15.5 | 35000 | 8.5 | 21000 | 1 | HRCU-A-CB |  |  | 270 | 781 | Yes
3918831 | Active | Systems | SOFTSOUND SX 2500 R410A HP | COMFORTMAKER | CXH537GKA* |  | FEM4P42**A*+TXV |  | 35600 | 12.5 | 15 | 35400 | 8.5 | 21400 | 1 | HRCU-A-CB |  |  | 281 | 781 | Yes
3918837 | Active | Systems | SOFTSOUND SX 2500 R410A HP | COMFORTMAKER | CXH537GKA* |  | FVM4X48**** |  | 35800 | 13 | 15 | 35000 | 8.5 | 21000 | 1 | HRCU-A-CB |  |  | 283 | 781 | Yes
3918838 | Active | Systems | SOFTSOUND SX 2500 R410A HP | COMFORTMAKER | CXH537GKA* |  | FVM4X60**** |  | 36000 | 13 | 15 | 35200 | 9 | 21000 | 1 | HRCU-A-CB |  |  | 284 | 737 | Yes
3918761 | Active | Systems | SOFTSOUND SX 2500 R410A HP | COMFORTMAKER | CXH537GKA* |  | FXM4X36**A* |  | 35600 | 13 | 15.5 | 35400 | 8.5 | 21400 | 1 | HRCU-A-CB | Yes |  | 272 | 781 | Yes
3918834 | Active | Systems | SOFTSOUND SX 2500 R410A HP | COMFORTMAKER | CXH537GKA* |  | FXM4X42**A* |  | 35600 | 13 | 15.5 | 35400 | 8.5 | 21400 | 1 | HRCU-A-CB |  |  | 272 | 781 | Yes
5294209 | Active | Systems | SOFTSOUND SX 2500 R410A HP | COMFORTMAKER | CXH542GKA* |  | EA*4X48*24A* | *8MV*1352422** | 41500 | 12.5 | 15 | 42000 | 8.5 | 25600 | 1 | HRCU-A-CB |  |  | 328 | 892 | Yes
4823843 | Active | Systems | SOFTSOUND SX 2500 R410A HP | COMFORTMAKER | CXH542GKA* |  | EA*4X48*24A* | *9MV*1202422A** | 41500 | 12.5 | 15 | 42000 | 8.5 | 25800 | 1 | HRCU-A-CB |  |  | 328 | 892 | Yes
4823845 | Active | Systems | SOFTSOUND SX 2500 R410A HP | COMFORTMAKER | CXH542GKA* |  | EA*4X48*24A* | *9MX*1202422A** | 42000 | 12.5 | 15 | 42000 | 8.5 | 26200 | 1 | HRCU-A-CB |  |  | 332 | 892 | Yes
5418706 | Active | Systems | SOFTSOUND SX 2500 R410A HP | COMFORTMAKER | CXH542GKA* |  | EA*4X48*24A* | MV16**21C* | 42000 | 12.5 | 15 | 42000 | 8.5 | 26000 | 1 | HRCU-A-CB |  |  | 332 | 892 | Yes
5418707 | Active | Systems | SOFTSOUND SX 2500 R410A HP | COMFORTMAKER | CXH542GKA* |  | EA*4X48*24A* | MV20**24C* | 41500 | 12.5 | 15 | 42000 | 8.5 | 25800 | 1 | HRCU-A-CB |  |  | 328 | 892 | Yes
5418708 | Active | Systems | SOFTSOUND SX 2500 R410A HP | COMFORTMAKER | CXH542GKA* |  | EA*4X60*21A* | MV12**17C* | 42000 | 12.7 | 15 | 42000 | 8.5 | 26200 | 1 | HRCU-A-CB |  |  | 332 | 892 | Yes
5418709 | Active | Systems | SOFTSOUND SX 2500 R410A HP | COMFORTMAKER | CXH542GKA* |  | EA*4X60*21A* | MV16**21C* | 42000 | 12.7 | 15.2 | 42000 | 8.5 | 26000 | 1 | HRCU-A-CB |  |  | 327 | 892 | Yes
5418710 | Active | Systems | SOFTSOUND SX 2500 R410A HP | COMFORTMAKER | CXH542GKA* |  | EA*4X60*24A* | MV16**21C* | 42000 | 12.7 | 15.2 | 42000 | 8.5 | 26000 | 1 | HRCU-A-CB |  |  | 327 | 892 | Yes
5418711 | Active | Systems | SOFTSOUND SX 2500 R410A HP | COMFORTMAKER | CXH542GKA* |  | EA*4X60*24A* | MV20**24C* | 42000 | 12.7 | 15.2 | 42000 | 8.8 | 25800 | 1 | HRCU-A-CB |  |  | 327 | 862 | Yes
3978753 | Discontinued | Systems | SOFTSOUND SX 2500 R410A HP | COMFORTMAKER | CXH542GKA* |  | ED*4X48F** | *8MV*0901716** | 41500 | 12.5 | 15 | 42000 | 8.5 | 26000 | 1 | HRCU-A-CB |  |  | 328 | 892 | Yes
3978755 | Discontinued | Systems | SOFTSOUND SX 2500 R410A HP | COMFORTMAKER | CXH542GKA* |  | ED*4X48J** | *8MV*1102120** | 41500 | 12.5 | 15 | 42000 | 8.5 | 26000 | 1 | HRCU-A-CB |  |  | 328 | 892 | Yes
3978756 | Discontinued | Systems | SOFTSOUND SX 2500 R410A HP | COMFORTMAKER | CXH542GKA* |  | ED*4X48J** | *8MX*0902116** | 41500 | 12.5 | 15 | 42000 | 8.5 | 26000 | 1 | HRCU-A-CB |  |  | 328 | 892 | Yes
3978757 | Discontinued | Systems | SOFTSOUND SX 2500 R410A HP | COMFORTMAKER | CXH542GKA* |  | ED*4X48J** | *8MX*1102120** | 41500 | 12.5 | 15 | 42000 | 8.5 | 25800 | 1 | HRCU-A-CB |  |  | 328 | 892 | Yes
3978758 | Discontinued | Systems | SOFTSOUND SX 2500 R410A HP | COMFORTMAKER | CXH542GKA* |  | ED*4X48L** | *8MV*1352422** | 41500 | 12.5 | 15 | 42000 | 8.5 | 25800 | 1 | HRCU-A-CB |  |  | 328 | 892 | Yes
3978759 | Discontinued | Systems | SOFTSOUND SX 2500 R410A HP | COMFORTMAKER | CXH542GKA* |  | ED*4X48L** | *8MX*1352420** | 42000 | 12.5 | 15 | 42000 | 8.5 | 26000 | 1 | HRCU-A-CB |  |  | 332 | 892 | Yes
4823873 | Discontinued | Systems | SOFTSOUND SX 2500 R410A HP | COMFORTMAKER | CXH542GKA* |  | ED*4X48L** | *9MV*1202422A** | 41500 | 12.5 | 15 | 42000 | 8.5 | 25800 | 1 | HRCU-A-CB |  |  | 328 | 892 | Yes
4823875 | Discontinued | Systems | SOFTSOUND SX 2500 R410A HP | COMFORTMAKER | CXH542GKA* |  | ED*4X48L** | *9MX*1202422A** | 42000 | 12.5 | 15 | 42000 | 8.5 | 26200 | 1 | HRCU-A-CB |  |  | 332 | 892 | Yes
4105625 | Discontinued | Systems | SOFTSOUND SX 2500 R410A HP | COMFORTMAKER | CXH542GKA* |  | ED*4X48L** | OLV154F20A | 42000 | 12.5 | 15 | 42000 | 8.5 | 26600 | 1 | HRCU-A-CB |  |  | 332 | 892 | Yes
3978793 | Active | Systems | SOFTSOUND SX 2500 R410A HP | COMFORTMAKER | CXH542GKA* |  | EHD4X42A** | *8MV*0901716** | 41500 | 12.5 | 15 | 42000 | 8.5 | 26000 | 1 | HRCU-A-CB |  |  | 328 | 892 | Yes
3978797 | Active | Systems | SOFTSOUND SX 2500 R410A HP | COMFORTMAKER | CXH542GKA* |  | EHD4X42A** | *8MX*0902116** | 41500 | 12.5 | 15 | 42000 | 8.5 | 26000 | 1 | HRCU-A-CB |  |  | 328 | 892 | Yes
4823951 | Active | Systems | SOFTSOUND SX 2500 R410A HP | COMFORTMAKER | CXH542GKA* |  | EHD4X42A** | *9MA*1202422A** | 41500 | 12.5 | 15 | 42000 | 8.5 | 25600 | 1 | HRCU-A-CB |  |  | 328 | 892 | Yes
4823955 | Active | Systems | SOFTSOUND SX 2500 R410A HP | COMFORTMAKER | CXH542GKA* |  | EHD4X42A** | *9MV*1202422A** | 41500 | 12.5 | 15 | 42000 | 8.5 | 25800 | 1 | HRCU-A-CB |  |  | 328 | 892 | Yes
4823959 | Active | Systems | SOFTSOUND SX 2500 R410A HP | COMFORTMAKER | CXH542GKA* |  | EHD4X42A** | *9MX*1202422A** | 42000 | 12.5 | 15 | 42000 | 8.5 | 26200 | 1 | HRCU-A-CB |  |  | 332 | 892 | Yes
5418728 | Active | Systems | SOFTSOUND SX 2500 R410A HP | COMFORTMAKER | CXH542GKA* |  | EHD4X42A** | MV16**21C* | 42000 | 12.5 | 15 | 42000 | 8.5 | 26000 | 1 | HRCU-A-CB |  |  | 332 | 892 | Yes
5418729 | Active | Systems | SOFTSOUND SX 2500 R410A HP | COMFORTMAKER | CXH542GKA* |  | EHD4X42A** | MV20**24C* | 42000 | 12.5 | 15 | 42000 | 8.5 | 25800 | 1 | HRCU-A-CB |  |  | 332 | 892 | Yes
4105646 | Active | Systems | SOFTSOUND SX 2500 R410A HP | COMFORTMAKER | CXH542GKA* |  | EHD4X42A** | OLV154F20A | 42000 | 12.5 | 15 | 42000 | 8.5 | 26800 | 1 | HRCU-A-CB |  |  | 332 | 892 | Yes
3978802 | Active | Systems | SOFTSOUND SX 2500 R410A HP | COMFORTMAKER | CXH542GKA* |  | EHD4X48A** | *8MV*1102120** | 41500 | 12.5 | 15 | 42000 | 8.5 | 26000 | 1 | HRCU-A-CB |  |  | 328 | 892 | Yes
3978803 | Active | Systems | SOFTSOUND SX 2500 R410A HP | COMFORTMAKER | CXH542GKA* |  | EHD4X48A** | *8MV*1352422** | 42000 | 12.5 | 15 | 42000 | 8.5 | 25800 | 1 | HRCU-A-CB |  |  | 332 | 892 | Yes
3978805 | Active | Systems | SOFTSOUND SX 2500 R410A HP | COMFORTMAKER | CXH542GKA* |  | EHD4X48A** | *8MX*0902116** | 42000 | 12.5 | 15 | 42000 | 8.5 | 26000 | 1 | HRCU-A-CB |  |  | 332 | 892 | Yes
3978806 | Active | Systems | SOFTSOUND SX 2500 R410A HP | COMFORTMAKER | CXH542GKA* |  | EHD4X48A** | *8MX*1102120** | 42000 | 12.5 | 15 | 42000 | 8.5 | 26000 | 1 | HRCU-A-CB |  |  | 332 | 892 | Yes
5161280 | Active | Systems | SOFTSOUND SX 2500 R410A HP | COMFORTMAKER | CXH542GKA* |  | EHD4X48A** | *9MA*1002122A** | 42000 | 12.5 | 15 | 42000 | 8.5 | 26000 | 1 | HRCU-A-CB |  |  | 332 | 892 | Yes
4823963 | Active | Systems | SOFTSOUND SX 2500 R410A HP | COMFORTMAKER | CXH542GKA* |  | EHD4X48A** | *9MA*1202422A** | 41500 | 12.5 | 15 | 42000 | 8.5 | 25800 | 1 | HRCU-A-CB |  |  | 328 | 892 | Yes
5161282 | Active | Systems | SOFTSOUND SX 2500 R410A HP | COMFORTMAKER | CXH542GKA* |  | EHD4X48A** | *9MV*1002120A** | 42000 | 12.5 | 15 | 42000 | 8.5 | 25800 | 1 | HRCU-A-CB |  |  | 332 | 892 | Yes
4823967 | Active | Systems | SOFTSOUND SX 2500 R410A HP | COMFORTMAKER | CXH542GKA* |  | EHD4X48A** | *9MV*1202422A** | 42000 | 12.5 | 15 | 42000 | 8.5 | 26000 | 1 | HRCU-A-CB |  |  | 332 | 892 | Yes
5161284 | Active | Systems | SOFTSOUND SX 2500 R410A HP | COMFORTMAKER | CXH542GKA* |  | EHD4X48A** | *9MX*1002120A** | 42000 | 12.5 | 15 | 42000 | 8.5 | 26000 | 1 | HRCU-A-CB |  |  | 332 | 892 | Yes
4823971 | Active | Systems | SOFTSOUND SX 2500 R410A HP | COMFORTMAKER | CXH542GKA* |  | EHD4X48A** | *9MX*1202422A** | 42000 | 12.5 | 15 | 42000 | 8.5 | 26200 | 1 | HRCU-A-CB |  |  | 332 | 892 | Yes
5418730 | Active | Systems | SOFTSOUND SX 2500 R410A HP | COMFORTMAKER | CXH542GKA* |  | EHD4X48A** | MV12**17C* | 42000 | 12.5 | 15 | 42000 | 8.5 | 26200 | 1 | HRCU-A-CB |  |  | 332 | 892 | Yes
5418731 | Active | Systems | SOFTSOUND SX 2500 R410A HP | COMFORTMAKER | CXH542GKA* |  | EHD4X48A** | MV16**21C* | 42000 | 12.7 | 15 | 42000 | 8.5 | 26000 | 1 | HRCU-A-CB |  |  | 332 | 892 | Yes
5418732 | Active | Systems | SOFTSOUND SX 2500 R410A HP | COMFORTMAKER | CXH542GKA* |  | EHD4X48A** | MV20**24C* | 42000 | 12.7 | 15 | 42000 | 8.5 | 26000 | 1 | HRCU-A-CB |  |  | 332 | 892 | Yes
3978821 | Active | Systems | SOFTSOUND SX 2500 R410A HP | COMFORTMAKER | CXH542GKA* |  | EHD4X48A** | NOMV156E19* | 41500 | 12.5 | 15 | 42000 | 8.5 | 26000 | 1 | HRCU-A-CB |  |  | 328 | 892 | Yes
4105667 | Active | Systems | SOFTSOUND SX 2500 R410A HP | COMFORTMAKER | CXH542GKA* |  | EHD4X48A** | OLV154F20A | 42000 | 12.5 | 15 | 42000 | 8.5 | 26800 | 1 | HRCU-A-CB |  |  | 332 | 892 | Yes
5418733 | Active | Systems | SOFTSOUND SX 2500 R410A HP | COMFORTMAKER | CXH542GKA* |  | EHD4X60A** | MV12**17C* | 42000 | 12.7 | 15.2 | 42000 | 8.5 | 26200 | 1 | HRCU-A-CB |  |  | 327 | 892 | Yes
5418734 | Active | Systems | SOFTSOUND SX 2500 R410A HP | COMFORTMAKER | CXH542GKA* |  | EHD4X60A** | MV16**21C* | 42000 | 13 | 15.5 | 42000 | 8.8 | 26000 | 1 | HRCU-A-CB |  |  | 321 | 862 | Yes
5418735 | Active | Systems | SOFTSOUND SX 2500 R410A HP | COMFORTMAKER | CXH542GKA* |  | EHD4X60A** | MV20**24C* | 42000 | 13 | 15.5 | 42000 | 8.8 | 26000 | 1 | HRCU-A-CB |  |  | 321 | 862 | Yes
3978772 | Active | Systems | SOFTSOUND SX 2500 R410A HP | COMFORTMAKER | CXH542GKA* |  | EN(A,D)4X48*24** | *8MV*1352422** | 41500 | 12.5 | 15 | 42000 | 8.5 | 25800 | 1 | HRCU-A-CB |  |  | 328 | 892 | Yes
3978773 | Active | Systems | SOFTSOUND SX 2500 R410A HP | COMFORTMAKER | CXH542GKA* |  | EN(A,D)4X48*24** | *8MX*1352420** | 42000 | 12.5 | 15 | 42000 | 8.5 | 26000 | 1 | HRCU-A-CB |  |  | 332 | 892 | Yes
4823907 | Active | Systems | SOFTSOUND SX 2500 R410A HP | COMFORTMAKER | CXH542GKA* |  | EN(A,D)4X48*24** | *9MA*1202422A** | 41500 | 12.5 | 15 | 42000 | 8.5 | 25600 | 1 | HRCU-A-CB |  |  | 328 | 892 | Yes
4823909 | Active | Systems | SOFTSOUND SX 2500 R410A HP | COMFORTMAKER | CXH542GKA* |  | EN(A,D)4X48*24** | *9MV*1202422A** | 41500 | 12.5 | 15 | 42000 | 8.5 | 25800 | 1 | HRCU-A-CB |  |  | 328 | 892 | Yes
4823911 | Active | Systems | SOFTSOUND SX 2500 R410A HP | COMFORTMAKER | CXH542GKA* |  | EN(A,D)4X48*24** | *9MX*1202422A** | 42000 | 12.5 | 15 | 42000 | 8.5 | 26200 | 1 | HRCU-A-CB |  |  | 332 | 892 | Yes
5418717 | Active | Systems | SOFTSOUND SX 2500 R410A HP | COMFORTMAKER | CXH542GKA* |  | EN(A,D)4X48*24** | MV16**21C* | 42000 | 12.7 | 15 | 42000 | 8.5 | 26000 | 1 | HRCU-A-CB |  |  | 332 | 892 | Yes
5418718 | Active | Systems | SOFTSOUND SX 2500 R410A HP | COMFORTMAKER | CXH542GKA* |  | EN(A,D)4X48*24** | MV20**24C* | 42000 | 12.7 | 15 | 42000 | 8.5 | 25800 | 1 | HRCU-A-CB |  |  | 332 | 892 | Yes
4105450 | Active | Systems | SOFTSOUND SX 2500 R410A HP | COMFORTMAKER | CXH542GKA* |  | EN(A,D)4X48*24** | OLV154F20A | 42000 | 12.5 | 15 | 42000 | 8.5 | 26600 | 1 | HRCU-A-CB |  |  | 332 | 892 | Yes
3978768 | Active | Systems | SOFTSOUND SX 2500 R410A HP | COMFORTMAKER | CXH542GKA* |  | EN(A,D,W)4X48*21** | *8MV*1102120** | 41500 | 12.5 | 15 | 42000 | 8.5 | 25800 | 1 | HRCU-A-CB |  |  | 328 | 892 | Yes
3978769 | Active | Systems | SOFTSOUND SX 2500 R410A HP | COMFORTMAKER | CXH542GKA* |  | EN(A,D,W)4X48*21** | *8MX*0902116** | 42000 | 12.5 | 15 | 42000 | 8.5 | 26000 | 1 | HRCU-A-CB |  |  | 332 | 892 | Yes
3978770 | Active | Systems | SOFTSOUND SX 2500 R410A HP | COMFORTMAKER | CXH542GKA* |  | EN(A,D,W)4X48*21** | *8MX*1102120** | 42000 | 12.5 | 15 | 42000 | 8.5 | 26000 | 1 | HRCU-A-CB |  |  | 332 | 892 | Yes
5418716 | Active | Systems | SOFTSOUND SX 2500 R410A HP | COMFORTMAKER | CXH542GKA* |  | EN(A,D,W)4X48*21** | MV16**21C* | 42000 | 12.7 | 15 | 42000 | 8.5 | 26000 | 1 | HRCU-A-CB |  |  | 332 | 892 | Yes
3978816 | Active | Systems | SOFTSOUND SX 2500 R410A HP | COMFORTMAKER | CXH542GKA* |  | EN(A,D,W)4X48*21** | NOMV156E19* | 41500 | 12.5 | 15 | 42000 | 8.5 | 25800 | 1 | HRCU-A-CB |  |  | 328 | 892 | Yes
5418719 | Active | Systems | SOFTSOUND SX 2500 R410A HP | COMFORTMAKER | CXH542GKA* |  | EN(A,D,W)4X60*24** | MV16**21C* | 42000 | 12.7 | 15.2 | 42000 | 8.5 | 26000 | 1 | HRCU-A-CB |  |  | 327 | 892 | Yes
5418720 | Active | Systems | SOFTSOUND SX 2500 R410A HP | COMFORTMAKER | CXH542GKA* |  | EN(A,D,W)4X60*24** | MV20**24C* | 42000 | 12.7 | 15.2 | 42000 | 8.8 | 25800 | 1 | HRCU-A-CB |  |  | 327 | 862 | Yes
3978785 | Active | Systems | SOFTSOUND SX 2500 R410A HP | COMFORTMAKER | CXH542GKA* |  | ENH4X48*21** | *8MV*0901716** | 41500 | 12.5 | 15 | 42000 | 8.5 | 25800 | 1 | HRCU-A-CB |  |  | 328 | 892 | Yes
3978786 | Active | Systems | SOFTSOUND SX 2500 R410A HP | COMFORTMAKER | CXH542GKA* |  | ENH4X48*21** | *8MV*1102120** | 41500 | 12.5 | 15 | 42000 | 8.5 | 25800 | 1 | HRCU-A-CB |  |  | 328 | 892 | Yes
3978787 | Active | Systems | SOFTSOUND SX 2500 R410A HP | COMFORTMAKER | CXH542GKA* |  | ENH4X48*21** | *8MV*1352422** | 41500 | 12.5 | 15 | 42000 | 8.5 | 25800 | 1 | HRCU-A-CB |  |  | 328 | 892 | Yes
3978789 | Active | Systems | SOFTSOUND SX 2500 R410A HP | COMFORTMAKER | CXH542GKA* |  | ENH4X48*21** | *8MX*0902116** | 42000 | 12.5 | 15 | 42000 | 8.5 | 26000 | 1 | HRCU-A-CB |  |  | 332 | 892 | Yes
3978790 | Active | Systems | SOFTSOUND SX 2500 R410A HP | COMFORTMAKER | CXH542GKA* |  | ENH4X48*21** | *8MX*1102120** | 42000 | 12.5 | 15 | 42000 | 8.5 | 26000 | 1 | HRCU-A-CB |  |  | 332 | 892 | Yes
3978791 | Active | Systems | SOFTSOUND SX 2500 R410A HP | COMFORTMAKER | CXH542GKA* |  | ENH4X48*21** | *8MX*1352420** | 42000 | 12.5 | 15 | 42000 | 8.5 | 26000 | 1 | HRCU-A-CB |  |  | 332 | 892 | Yes
5161266 | Active | Systems | SOFTSOUND SX 2500 R410A HP | COMFORTMAKER | CXH542GKA* |  | ENH4X48*21** | *9MA*1002122A** | 41500 | 12.5 | 15 | 42000 | 8.5 | 25800 | 1 | HRCU-A-CB |  |  | 328 | 892 | Yes
4823939 | Active | Systems | SOFTSOUND SX 2500 R410A HP | COMFORTMAKER | CXH542GKA* |  | ENH4X48*21** | *9MA*1202422A** | 41500 | 12.5 | 15 | 42000 | 8.5 | 25600 | 1 | HRCU-A-CB |  |  | 328 | 892 | Yes
5161268 | Active | Systems | SOFTSOUND SX 2500 R410A HP | COMFORTMAKER | CXH542GKA* |  | ENH4X48*21** | *9MV*1002120A** | 41500 | 12.5 | 15 | 42000 | 8.5 | 25800 | 1 | HRCU-A-CB |  |  | 328 | 892 | Yes
4823943 | Active | Systems | SOFTSOUND SX 2500 R410A HP | COMFORTMAKER | CXH542GKA* |  | ENH4X48*21** | *9MV*1202422A** | 41500 | 12.5 | 15 | 42000 | 8.5 | 25800 | 1 | HRCU-A-CB |  |  | 328 | 892 | Yes
5161270 | Active | Systems | SOFTSOUND SX 2500 R410A HP | COMFORTMAKER | CXH542GKA* |  | ENH4X48*21** | *9MX*1002120A** | 42000 | 12.5 | 15 | 42000 | 8.5 | 26000 | 1 | HRCU-A-CB |  |  | 332 | 892 | Yes
4823947 | Active | Systems | SOFTSOUND SX 2500 R410A HP | COMFORTMAKER | CXH542GKA* |  | ENH4X48*21** | *9MX*1202422A** | 42000 | 12.5 | 15 | 42000 | 8.5 | 26200 | 1 | HRCU-A-CB |  |  | 332 | 892 | Yes
5418724 | Active | Systems | SOFTSOUND SX 2500 R410A HP | COMFORTMAKER | CXH542GKA* |  | ENH4X48*21** | MV16**21C* | 42000 | 12.7 | 15 | 42000 | 8.5 | 26000 | 1 | HRCU-A-CB |  |  | 332 | 892 | Yes
3978819 | Active | Systems | SOFTSOUND SX 2500 R410A HP | COMFORTMAKER | CXH542GKA* |  | ENH4X48*21** | NOMV156E19* | 41500 | 12.5 | 15 | 42000 | 8.5 | 25800 | 1 | HRCU-A-CB |  |  | 328 | 892 | Yes
4105555 | Active | Systems | SOFTSOUND SX 2500 R410A HP | COMFORTMAKER | CXH542GKA* |  | ENH4X48*21** | OLV154F20A | 42000 | 12.5 | 15 | 42000 | 8.5 | 26600 | 1 | HRCU-A-CB |  |  | 332 | 892 | Yes
5418725 | Active | Systems | SOFTSOUND SX 2500 R410A HP | COMFORTMAKER | CXH542GKA* |  | ENH4X60*24** | MV16**21C* | 42000 | 12.7 | 15.2 | 42000 | 8.5 | 26000 | 1 | HRCU-A-CB |  |  | 327 | 892 | Yes
5418726 | Active | Systems | SOFTSOUND SX 2500 R410A HP | COMFORTMAKER | CXH542GKA* |  | ENH4X60*24** | MV20**24C* | 42000 | 12.7 | 15.2 | 42000 | 8.8 | 25800 | 1 | HRCU-A-CB |  |  | 327 | 862 | Yes
3692892 | Active | Systems | SOFTSOUND SX 2500 R410A HP | COMFORTMAKER | CXH542GKA* |  | FEM4P48**A*+TXV |  | 42000 | 12.5 | 15 | 42000 | 8.5 | 26400 | 1 | HRCU-A-CB |  |  | 332 | 892 | Yes
3650145 | Active | Systems | SOFTSOUND SX 2500 R410A HP | COMFORTMAKER | CXH542GKA* |  | FVM4X48**** |  | 42000 | 12.5 | 15.5 | 42000 | 8.7 | 25800 | 1 | HRCU-A-CB |  |  | 321 | 872 | Yes
3650238 | Active | Systems | SOFTSOUND SX 2500 R410A HP | COMFORTMAKER | CXH542GKA* |  | FXM4X42**A* |  | 41500 | 12.5 | 15 | 36800 | 8.7 | 26400 | 1 | HRCU-A-CB | Yes |  | 328 | 763 | Yes
3650251 | Active | Systems | SOFTSOUND SX 2500 R410A HP | COMFORTMAKER | CXH542GKA* |  | FXM4X48**A* |  | 42000 | 13 | 15.5 | 42000 | 8.6 | 26400 | 1 | HRCU-A-CB |  |  | 321 | 882 | Yes
3670692 | Active | Systems | SOFTSOUND SX 2500 R410A HP | COMFORTMAKER | CXH548GKA* |  | FEM4X60**** |  | 47500 | 12.5 | 15 | 46000 | 8.5 | 29200 | 1 | HRCU-A-CB |  |  | 375 | 1115 | Yes
3650171 | Active | Systems | SOFTSOUND SX 2500 R410A HP | COMFORTMAKER | CXH548GKA* |  | FVM4X60**** |  | 47000 | 12.7 | 15.5 | 44500 | 8.5 | 28400 | 1 | HRCU-A-CB |  |  | 359 | 892 | Yes
3650252 | Active | Systems | SOFTSOUND SX 2500 R410A HP | COMFORTMAKER | CXH548GKA* |  | FXM4X48**A* |  | 47500 | 12.5 | 15 | 45500 | 8.5 | 29000 | 1 | HRCU-A-CB | Yes |  | 375 | 1115 | Yes
3650263 | Active | Systems | SOFTSOUND SX 2500 R410A HP | COMFORTMAKER | CXH548GKA* |  | FXM4X60**A* |  | 48000 | 12.5 | 15 | 45500 | 8.5 | 29000 | 1 | HRCU-A-CB |  |  | 379 | 1115 | Yes
3670584 | Active | Systems | SOFTSOUND SX 2500 R410A HP | COMFORTMAKER | CXH560GKA* |  | FXM4X60**A* |  | 57000 | 12.5 | 15 | 56000 | 8.5 | 35400 | 1 | HRCU-A-CB | Yes |  | 450 | 1339 | Yes
4830126 | Active | Systems | 13 SEER N SERIES R410A HP | COMFORTMAKER | N4H342CKA* |  | EHD4X48A** | *9MX*1202422A** | 42000 | 12.5 | 15 | 42000 | 8.5 | 26400 | 1 | HRCU-A-CB |  |  | 332 | 892 | Yes
4830066 | Active | Systems | 13 SEER N SERIES R410A HP | COMFORTMAKER | N4H342CKA* |  | EN(A,D)4X48*24** | *9MX*1202422A** | 42000 | 12.5 | 15 | 42000 | 8.5 | 26400 | 1 | HRCU-A-CB |  |  | 332 | 892 | Yes
4830102 | Active | Systems | 13 SEER N SERIES R410A HP | COMFORTMAKER | N4H342CKA* |  | ENH4X48*21** | *9MX*1202422A** | 42000 | 12.5 | 15 | 42000 | 8.5 | 26400 | 1 | HRCU-A-CB |  |  | 332 | 892 | Yes
3715539 | Active | Systems | 13 SEER N SERIES R410A HP | COMFORTMAKER | N4H342CKA* |  | FVM4X48**** |  | 42000 | 12.5 | 15 | 41000 | 8.5 | 25800 | 1 | HRCU-A-CB |  |  | 332 | 892 | Yes
3715538 | Active | Systems | 13 SEER N SERIES R410A HP | COMFORTMAKER | N4H342CKA* |  | FXM4X48**A* |  | 42000 | 12.5 | 15 | 41000 | 8.5 | 26000 | 1 | HRCU-A-CB |  |  | 332 | 892 | Yes
3715957 | Active | Systems | 13 SEER N SERIES R410A HP | COMFORTMAKER | N4H348CKA* |  | FVM4X60**** |  | 47500 | 12.5 | 15 | 45000 | 8.5 | 29800 | 1 | HRCU-A-CB |  |  | 375 | 1115 | Yes
4833767 | Active | Systems | 15 SEER N SERIES R410A HP | COMFORTMAKER | NXH518GKA* |  | EA*4X24*17A* | *9MV*0801716A** | 18000 | 12.5 | 15 | 18000 | 8.5 | 10700 | 1 | HRCU-A-CB |  |  | 142 | 446 | Yes
3980189 | Discontinued | Systems | 15 SEER N SERIES R410A HP | COMFORTMAKER | NXH518GKA* |  | ED*4X24B** | *8MX*0451408** | 17600 | 12.5 | 15 | 17800 | 8.5 | 10700 | 1 | HRCU-A-CB |  |  | 139 | 446 | Yes
4833771 | Discontinued | Systems | 15 SEER N SERIES R410A HP | COMFORTMAKER | NXH518GKA* |  | ED*4X24F** | *9MV*0801716A** | 18000 | 12.5 | 15 | 18000 | 8.5 | 10700 | 1 | HRCU-A-CB |  |  | 142 | 446 | Yes
3980205 | Discontinued | Systems | 15 SEER N SERIES R410A HP | COMFORTMAKER | NXH518GKA* |  | ED*4X24F** | NOMV106D12* | 17800 | 12.5 | 15 | 17600 | 8.5 | 10500 | 1 | HRCU-A-CB |  |  | 141 | 446 | Yes
5686434 | Active | Systems | 15 SEER N SERIES R410A HP | COMFORTMAKER | NXH518GKA* |  | ED*4X24F** | OLV098A12* | 18000 | 12.5 | 15 | 17800 | 8.5 | 10700 | 1 | HRCU-A-CB |  |  | 142 | 446 | Yes
5686424 | Active | Systems | 15 SEER N SERIES R410A HP | COMFORTMAKER | NXH518GKA* |  | ED*4X24F** | OMV098J12* | 18000 | 12.5 | 15 | 18000 | 8.5 | 10800 | 1 | HRCU-A-CB |  |  | 142 | 446 | Yes
5686474 | Active | Systems | 15 SEER N SERIES R410A HP | COMFORTMAKER | NXH518GKA* |  | EHD4X24A** | OLV098A12* | 18000 | 12.5 | 15 | 18000 | 8.5 | 10800 | 1 | HRCU-A-CB |  |  | 142 | 446 | Yes
5686465 | Active | Systems | 15 SEER N SERIES R410A HP | COMFORTMAKER | NXH518GKA* |  | EHD4X24A** | OMV098J12* | 18000 | 12.5 | 15 | 18000 | 8.5 | 10800 | 1 | HRCU-A-CB |  |  | 142 | 446 | Yes
5420241 | Active | Systems | 15 SEER N SERIES R410A HP | COMFORTMAKER | NXH518GKA* |  | EHD4X30A** | MV08**14C* | 18000 | 12.7 | 15 | 17600 | 8.5 | 10500 | 1 | HRCU-A-CB |  |  | 142 | 446 | Yes
3980196 | Active | Systems | 15 SEER N SERIES R410A HP | COMFORTMAKER | NXH518GKA* |  | EN(A,D)4X24*14** | *8MX*0451408** | 17600 | 12.5 | 15 | 17800 | 8.5 | 10700 | 1 | HRCU-A-CB |  |  | 139 | 446 | Yes
4833779 | Active | Systems | 15 SEER N SERIES R410A HP | COMFORTMAKER | NXH518GKA* |  | EN(A,D)4X24*17** | *9MV*0801716A** | 18000 | 12.5 | 15 | 17800 | 8.5 | 10700 | 1 | HRCU-A-CB |  |  | 142 | 446 | Yes
3980207 | Active | Systems | 15 SEER N SERIES R410A HP | COMFORTMAKER | NXH518GKA* |  | EN(A,D)4X24*17** | NOMV106D12* | 17800 | 12.5 | 15 | 17600 | 8.5 | 10600 | 1 | HRCU-A-CB |  |  | 141 | 446 | Yes
5686447 | Active | Systems | 15 SEER N SERIES R410A HP | COMFORTMAKER | NXH518GKA* |  | EN(A,D)4X24*17** | OLV098A12* | 18000 | 12.5 | 15 | 18000 | 8.5 | 10700 | 1 | HRCU-A-CB |  |  | 142 | 446 | Yes
5686438 | Active | Systems | 15 SEER N SERIES R410A HP | COMFORTMAKER | NXH518GKA* |  | EN(A,D)4X24*17** | OMV098J12* | 18000 | 12.5 | 15 | 18000 | 8.5 | 10800 | 1 | HRCU-A-CB |  |  | 142 | 446 | Yes
3980200 | Active | Systems | 15 SEER N SERIES R410A HP | COMFORTMAKER | NXH518GKA* |  | ENH4X24*17** | *8MV*0701412** | 17300 | 12.5 | 15 | 17600 | 8.5 | 10500 | 1 | HRCU-A-CB |  |  | 137 | 446 | Yes
3980202 | Active | Systems | 15 SEER N SERIES R410A HP | COMFORTMAKER | NXH518GKA* |  | ENH4X24*17** | *8MX*0451408** | 17600 | 12.5 | 15 | 17800 | 8.5 | 10700 | 1 | HRCU-A-CB |  |  | 139 | 446 | Yes
4833782 | Active | Systems | 15 SEER N SERIES R410A HP | COMFORTMAKER | NXH518GKA* |  | ENH4X24*17** | *9MV*0801716A** | 18000 | 12.5 | 15 | 17800 | 8.5 | 10700 | 1 | HRCU-A-CB |  |  | 142 | 446 | Yes
3980208 | Active | Systems | 15 SEER N SERIES R410A HP | COMFORTMAKER | NXH518GKA* |  | ENH4X24*17** | NOMV106D12* | 17800 | 12.5 | 15 | 17600 | 8.5 | 10600 | 1 | HRCU-A-CB |  |  | 141 | 446 | Yes
5686459 | Active | Systems | 15 SEER N SERIES R410A HP | COMFORTMAKER | NXH518GKA* |  | ENH4X24*17** | OLV098A12* | 18000 | 12.5 | 15 | 18000 | 8.5 | 10700 | 1 | HRCU-A-CB |  |  | 142 | 446 | Yes
5686451 | Active | Systems | 15 SEER N SERIES R410A HP | COMFORTMAKER | NXH518GKA* |  | ENH4X24*17** | OMV098J12* | 18000 | 12.5 | 15 | 18000 | 8.5 | 10800 | 1 | HRCU-A-CB |  |  | 142 | 446 | Yes
3652790 | Active | Systems | 15 SEER N SERIES R410A HP | COMFORTMAKER | NXH518GKA* |  | FEA4X24**A* |  | 17800 | 12.5 | 15 | 17800 | 8.5 | 10700 | 1 | HRCU-A-CB |  |  | 141 | 446 | Yes
3653084 | Active | Systems | 15 SEER N SERIES R410A HP | COMFORTMAKER | NXH518GKA* |  | FVM4X24**** |  | 17800 | 12.5 | 15 | 17600 | 8.5 | 10500 | 1 | HRCU-A-CB |  |  | 141 | 446 | Yes
3670812 | Active | Systems | 15 SEER N SERIES R410A HP | COMFORTMAKER | NXH518GKA* |  | FXM4X18**A* |  | 17800 | 12.6 | 15.25 | 17800 | 8.5 | 10700 | 1 | HRCU-A-CB | Yes |  | 138 | 446 | Yes
3670819 | Active | Systems | 15 SEER N SERIES R410A HP | COMFORTMAKER | NXH518GKA* |  | FXM4X24**A* |  | 18000 | 12.6 | 15.5 | 17800 | 8.5 | 10700 | 1 | HRCU-A-CB |  |  | 137 | 446 | Yes
5420358 | Active | Systems | 15 SEER N SERIES R410A HP | COMFORTMAKER | NXH524GKA* |  | EA*4X24*14A* | MV08**14C* | 23600 | 12.5 | 15.2 | 24000 | 8.5 | 14100 | 1 | HRCU-A-CB |  |  | 184 | 558 | Yes
5294968 | Active | Systems | 15 SEER N SERIES R410A HP | COMFORTMAKER | NXH524GKA* |  | EA*4X24*17A* | *8MV*0901716** | 23600 | 12.5 | 15.2 | 24000 | 8.5 | 14300 | 1 | HRCU-A-CB |  |  | 184 | 558 | Yes
4834333 | Active | Systems | 15 SEER N SERIES R410A HP | COMFORTMAKER | NXH524GKA* |  | EA*4X24*17A* | *9MA*0801714A** | 23400 | 12.5 | 15.2 | 24000 | 8.5 | 14100 | 1 | HRCU-A-CB |  |  | 182 | 558 | Yes
4834272 | Active | Systems | 15 SEER N SERIES R410A HP | COMFORTMAKER | NXH524GKA* |  | EA*4X24*17A* | *9MV*0801716A** | 23600 | 12.5 | 15.2 | 24000 | 8.5 | 14400 | 1 | HRCU-A-CB |  |  | 184 | 558 | Yes
4834335 | Active | Systems | 15 SEER N SERIES R410A HP | COMFORTMAKER | NXH524GKA* |  | EA*4X24*17A* | *9MX*0601714A** | 23600 | 12.5 | 15.2 | 24000 | 8.5 | 14400 | 1 | HRCU-A-CB |  |  | 184 | 558 | Yes
5420359 | Active | Systems | 15 SEER N SERIES R410A HP | COMFORTMAKER | NXH524GKA* |  | EA*4X24*17A* | MV08**14C* | 23600 | 12.5 | 15.2 | 24000 | 8.5 | 14100 | 1 | HRCU-A-CB |  |  | 184 | 558 | Yes
5420360 | Active | Systems | 15 SEER N SERIES R410A HP | COMFORTMAKER | NXH524GKA* |  | EA*4X24*17A* | MV12**17C* | 23800 | 12.5 | 15.2 | 24000 | 8.5 | 14400 | 1 | HRCU-A-CB |  |  | 185 | 558 | Yes
5420361 | Active | Systems | 15 SEER N SERIES R410A HP | COMFORTMAKER | NXH524GKA* |  | EA*4X30*14A* | MV08**14C* | 23800 | 12.5 | 15.2 | 24000 | 8.5 | 14400 | 1 | HRCU-A-CB |  |  | 185 | 558 | Yes
5294973 | Active | Systems | 15 SEER N SERIES R410A HP | COMFORTMAKER | NXH524GKA* |  | EA*4X30*17A* | *8MV*0901716** | 23800 | 12.5 | 15.2 | 24000 | 8.5 | 14400 | 1 | HRCU-A-CB |  |  | 185 | 558 | Yes
4834337 | Active | Systems | 15 SEER N SERIES R410A HP | COMFORTMAKER | NXH524GKA* |  | EA*4X30*17A* | *9MA*0601714A** | 23600 | 12.5 | 15.2 | 24000 | 8.5 | 14500 | 1 | HRCU-A-CB |  |  | 184 | 558 | Yes
4834338 | Active | Systems | 15 SEER N SERIES R410A HP | COMFORTMAKER | NXH524GKA* |  | EA*4X30*17A* | *9MA*0801714A** | 23600 | 12.6 | 15.5 | 24000 | 8.5 | 14400 | 1 | HRCU-A-CB |  |  | 180 | 558 | Yes
4834275 | Active | Systems | 15 SEER N SERIES R410A HP | COMFORTMAKER | NXH524GKA* |  | EA*4X30*17A* | *9MV*0601714A** | 23800 | 12.5 | 15.2 | 24000 | 8.5 | 14500 | 1 | HRCU-A-CB |  |  | 185 | 558 | Yes
4834276 | Active | Systems | 15 SEER N SERIES R410A HP | COMFORTMAKER | NXH524GKA* |  | EA*4X30*17A* | *9MV*0801716A** | 24000 | 12.7 | 15.5 | 24000 | 8.5 | 14500 | 1 | HRCU-A-CB |  |  | 183 | 558 | Yes
4834340 | Active | Systems | 15 SEER N SERIES R410A HP | COMFORTMAKER | NXH524GKA* |  | EA*4X30*17A* | *9MX*0601714A** | 23800 | 12.65 | 15.5 | 24000 | 8.5 | 14500 | 1 | HRCU-A-CB |  |  | 182 | 558 | Yes
5420362 | Active | Systems | 15 SEER N SERIES R410A HP | COMFORTMAKER | NXH524GKA* |  | EA*4X30*17A* | MV08**14C* | 23800 | 12.5 | 15.2 | 24000 | 8.5 | 14300 | 1 | HRCU-A-CB |  |  | 185 | 558 | Yes
5420363 | Active | Systems | 15 SEER N SERIES R410A HP | COMFORTMAKER | NXH524GKA* |  | EA*4X30*17A* | MV12**17C* | 23800 | 12.7 | 15.5 | 24000 | 8.5 | 14400 | 1 | HRCU-A-CB |  |  | 182 | 558 | Yes
5420364 | Active | Systems | 15 SEER N SERIES R410A HP | COMFORTMAKER | NXH524GKA* |  | EA*4X36*14A* | MV08**14C* | 23800 | 12.5 | 15.5 | 24000 | 8.5 | 14400 | 1 | HRCU-A-CB |  |  | 182 | 558 | Yes
5420365 | Active | Systems | 15 SEER N SERIES R410A HP | COMFORTMAKER | NXH524GKA* |  | EA*4X36*17A* | MV08**14C* | 23800 | 12.5 | 15.5 | 24000 | 8.5 | 14300 | 1 | HRCU-A-CB |  |  | 182 | 558 | Yes
5420366 | Active | Systems | 15 SEER N SERIES R410A HP | COMFORTMAKER | NXH524GKA* |  | EA*4X36*17A* | MV12**17C* | 24000 | 12.7 | 15.5 | 24000 | 8.5 | 14400 | 1 | HRCU-A-CB |  |  | 183 | 558 | Yes
5420367 | Active | Systems | 15 SEER N SERIES R410A HP | COMFORTMAKER | NXH524GKA* |  | EA*4X36*21A* | MV12**17C* | 24000 | 12.7 | 15.5 | 24000 | 8.5 | 14400 | 1 | HRCU-A-CB |  |  | 183 | 558 | Yes
3980389 | Discontinued | Systems | 15 SEER N SERIES R410A HP | COMFORTMAKER | NXH524GKA* |  | ED*4X24B** | *8MV*0701412** | 23400 | 12.5 | 15 | 24000 | 8.5 | 14100 | 1 | HRCU-A-CB |  |  | 185 | 558 | Yes
3980390 | Discontinued | Systems | 15 SEER N SERIES R410A HP | COMFORTMAKER | NXH524GKA* |  | ED*4X24B** | *8MX*0451408** | 23400 | 12.5 | 15 | 24000 | 8.5 | 14500 | 1 | HRCU-A-CB |  |  | 185 | 558 | Yes
3980391 | Discontinued | Systems | 15 SEER N SERIES R410A HP | COMFORTMAKER | NXH524GKA* |  | ED*4X24F** | *8MV*0901716** | 23400 | 12.5 | 15.5 | 24000 | 8.5 | 14300 | 1 | HRCU-A-CB |  |  | 179 | 558 | Yes
4834323 | Discontinued | Systems | 15 SEER N SERIES R410A HP | COMFORTMAKER | NXH524GKA* |  | ED*4X24F** | *9MA*0801714A** | 23400 | 12.5 | 15.2 | 24000 | 8.5 | 14100 | 1 | HRCU-A-CB |  |  | 182 | 558 | Yes
4834279 | Discontinued | Systems | 15 SEER N SERIES R410A HP | COMFORTMAKER | NXH524GKA* |  | ED*4X24F** | *9MV*0801716A** | 23600 | 12.5 | 15.2 | 24000 | 8.5 | 14400 | 1 | HRCU-A-CB |  |  | 184 | 558 | Yes
4834325 | Discontinued | Systems | 15 SEER N SERIES R410A HP | COMFORTMAKER | NXH524GKA* |  | ED*4X24F** | *9MX*0601714A** | 23600 | 12.5 | 15.2 | 24000 | 8.5 | 14400 | 1 | HRCU-A-CB |  |  | 184 | 558 | Yes
3980424 | Discontinued | Systems | 15 SEER N SERIES R410A HP | COMFORTMAKER | NXH524GKA* |  | ED*4X24F** | NOMV106D12* | 23400 | 12.5 | 15 | 24000 | 8.5 | 14100 | 1 | HRCU-A-CB |  |  | 185 | 558 | Yes
5686489 | Active | Systems | 15 SEER N SERIES R410A HP | COMFORTMAKER | NXH524GKA* |  | ED*4X24F** | OLV098A12* | 23800 | 12.5 | 15 | 24000 | 8.5 | 14500 | 1 | HRCU-A-CB |  |  | 188 | 558 | Yes
5686480 | Active | Systems | 15 SEER N SERIES R410A HP | COMFORTMAKER | NXH524GKA* |  | ED*4X24F** | OMV098J12* | 23800 | 12.5 | 15 | 24000 | 8.5 | 14600 | 1 | HRCU-A-CB |  |  | 188 | 558 | Yes
3980392 | Discontinued | Systems | 15 SEER N SERIES R410A HP | COMFORTMAKER | NXH524GKA* |  | ED*4X30B** | *8MV*0701412** | 23400 | 12.5 | 15.5 | 24000 | 8.5 | 14400 | 1 | HRCU-A-CB |  |  | 179 | 558 | Yes
3980393 | Discontinued | Systems | 15 SEER N SERIES R410A HP | COMFORTMAKER | NXH524GKA* |  | ED*4X30B** | *8MX*0451408** | 23400 | 12.5 | 15.25 | 24000 | 8.5 | 14600 | 1 | HRCU-A-CB |  |  | 182 | 558 | Yes
3980394 | Discontinued | Systems | 15 SEER N SERIES R410A HP | COMFORTMAKER | NXH524GKA* |  | ED*4X30F** | *8MV*0901716** | 23400 | 12.5 | 15.5 | 24000 | 8.5 | 14400 | 1 | HRCU-A-CB |  |  | 179 | 558 | Yes
4834327 | Discontinued | Systems | 15 SEER N SERIES R410A HP | COMFORTMAKER | NXH524GKA* |  | ED*4X30F** | *9MA*0601714A** | 23600 | 12.5 | 15.2 | 24000 | 8.5 | 14500 | 1 | HRCU-A-CB |  |  | 184 | 558 | Yes
4834328 | Discontinued | Systems | 15 SEER N SERIES R410A HP | COMFORTMAKER | NXH524GKA* |  | ED*4X30F** | *9MA*0801714A** | 23600 | 12.6 | 15.5 | 24000 | 8.5 | 14400 | 1 | HRCU-A-CB |  |  | 180 | 558 | Yes
4834282 | Discontinued | Systems | 15 SEER N SERIES R410A HP | COMFORTMAKER | NXH524GKA* |  | ED*4X30F** | *9MV*0601714A** | 23800 | 12.5 | 15.2 | 24000 | 8.5 | 14500 | 1 | HRCU-A-CB |  |  | 185 | 558 | Yes
4834283 | Discontinued | Systems | 15 SEER N SERIES R410A HP | COMFORTMAKER | NXH524GKA* |  | ED*4X30F** | *9MV*0801716A** | 24000 | 12.7 | 15.5 | 24000 | 8.5 | 14500 | 1 | HRCU-A-CB |  |  | 183 | 558 | Yes
4834330 | Discontinued | Systems | 15 SEER N SERIES R410A HP | COMFORTMAKER | NXH524GKA* |  | ED*4X30F** | *9MX*0601714A** | 23800 | 12.65 | 15.5 | 24000 | 8.5 | 14500 | 1 | HRCU-A-CB |  |  | 182 | 558 | Yes
3980425 | Discontinued | Systems | 15 SEER N SERIES R410A HP | COMFORTMAKER | NXH524GKA* |  | ED*4X30F** | NOMV106D12* | 23600 | 12.5 | 15 | 24000 | 8.5 | 14300 | 1 | HRCU-A-CB |  |  | 186 | 558 | Yes
5686503 | Active | Systems | 15 SEER N SERIES R410A HP | COMFORTMAKER | NXH524GKA* |  | ED*4X30F** | OLV098A12* | 24000 | 12.5 | 15 | 24000 | 8.5 | 14500 | 1 | HRCU-A-CB |  |  | 189 | 558 | Yes
5686496 | Active | Systems | 15 SEER N SERIES R410A HP | COMFORTMAKER | NXH524GKA* |  | ED*4X30F** | OMV098J12* | 24000 | 12.5 | 15 | 24000 | 8.5 | 14600 | 1 | HRCU-A-CB |  |  | 189 | 558 | Yes
4834374 | Active | Systems | 15 SEER N SERIES R410A HP | COMFORTMAKER | NXH524GKA* |  | EHD4X24A** | *9MA*0801714A** | 23600 | 12.5 | 15.2 | 24000 | 8.5 | 14400 | 1 | HRCU-A-CB |  |  | 184 | 558 | Yes
4834376 | Active | Systems | 15 SEER N SERIES R410A HP | COMFORTMAKER | NXH524GKA* |  | EHD4X24A** | *9MA*1202422A** | 24000 | 12.5 | 15.2 | 24000 | 8.5 | 14600 | 1 | HRCU-A-CB |  |  | 187 | 558 | Yes
4834313 | Active | Systems | 15 SEER N SERIES R410A HP | COMFORTMAKER | NXH524GKA* |  | EHD4X24A** | *9MV*0801716A** | 23600 | 12.5 | 15.2 | 24000 | 8.5 | 14400 | 1 | HRCU-A-CB |  |  | 184 | 558 | Yes
4834315 | Active | Systems | 15 SEER N SERIES R410A HP | COMFORTMAKER | NXH524GKA* |  | EHD4X24A** | *9MV*1202422A** | 23600 | 12.5 | 15.2 | 24000 | 8.5 | 14100 | 1 | HRCU-A-CB |  |  | 184 | 558 | Yes
4834378 | Active | Systems | 15 SEER N SERIES R410A HP | COMFORTMAKER | NXH524GKA* |  | EHD4X24A** | *9MX*0601714A** | 23600 | 12.5 | 15.2 | 24000 | 8.5 | 14400 | 1 | HRCU-A-CB |  |  | 184 | 558 | Yes
5420382 | Active | Systems | 15 SEER N SERIES R410A HP | COMFORTMAKER | NXH524GKA* |  | EHD4X24A** | MV08**14C* | 23800 | 12.5 | 15.2 | 24000 | 8.5 | 14400 | 1 | HRCU-A-CB |  |  | 185 | 558 | Yes
5420383 | Active | Systems | 15 SEER N SERIES R410A HP | COMFORTMAKER | NXH524GKA* |  | EHD4X24A** | MV12**17C* | 24000 | 12.5 | 15.2 | 24000 | 8.5 | 14500 | 1 | HRCU-A-CB |  |  | 187 | 558 | Yes
5686569 | Active | Systems | 15 SEER N SERIES R410A HP | COMFORTMAKER | NXH524GKA* |  | EHD4X24A** | OLV098A12* | 24000 | 12.5 | 15 | 24000 | 8.5 | 14700 | 1 | HRCU-A-CB |  |  | 189 | 558 | Yes
3980417 | Active | Systems | 15 SEER N SERIES R410A HP | COMFORTMAKER | NXH524GKA* |  | EHD4X30A** | *8MV*0701412** | 23400 | 12.5 | 15.5 | 24000 | 8.5 | 14400 | 1 | HRCU-A-CB |  |  | 179 | 558 | Yes
3980418 | Active | Systems | 15 SEER N SERIES R410A HP | COMFORTMAKER | NXH524GKA* |  | EHD4X30A** | *8MV*0901716** | 23400 | 12.5 | 15.5 | 24000 | 8.5 | 14400 | 1 | HRCU-A-CB |  |  | 179 | 558 | Yes
3980419 | Active | Systems | 15 SEER N SERIES R410A HP | COMFORTMAKER | NXH524GKA* |  | EHD4X30A** | *8MV*1102120** | 23400 | 12.5 | 15.5 | 24000 | 8.5 | 14400 | 1 | HRCU-A-CB |  |  | 179 | 558 | Yes
3980420 | Active | Systems | 15 SEER N SERIES R410A HP | COMFORTMAKER | NXH524GKA* |  | EHD4X30A** | *8MV*1352422** | 23400 | 12.5 | 15.5 | 24000 | 8.5 | 14400 | 1 | HRCU-A-CB |  |  | 179 | 558 | Yes
3980421 | Active | Systems | 15 SEER N SERIES R410A HP | COMFORTMAKER | NXH524GKA* |  | EHD4X30A** | *8MX*0451408** | 23400 | 12.5 | 15.25 | 24000 | 8.5 | 14600 | 1 | HRCU-A-CB |  |  | 182 | 558 | Yes
4834379 | Active | Systems | 15 SEER N SERIES R410A HP | COMFORTMAKER | NXH524GKA* |  | EHD4X30A** | *9MA*0601714A** | 23800 | 12.5 | 15.2 | 24000 | 8.5 | 14500 | 1 | HRCU-A-CB |  |  | 185 | 558 | Yes
4834380 | Active | Systems | 15 SEER N SERIES R410A HP | COMFORTMAKER | NXH524GKA* |  | EHD4X30A** | *9MA*0801714A** | 23800 | 12.65 | 15.5 | 24000 | 8.5 | 14400 | 1 | HRCU-A-CB |  |  | 182 | 558 | Yes
5374953 | Active | Systems | 15 SEER N SERIES R410A HP | COMFORTMAKER | NXH524GKA* |  | EHD4X30A** | *9MA*0802120A** | 24000 | 12.5 | 15.2 | 24000 | 8.5 | 14600 | 1 | HRCU-A-CB |  |  | 187 | 558 | Yes
5374954 | Active | Systems | 15 SEER N SERIES R410A HP | COMFORTMAKER | NXH524GKA* |  | EHD4X30A** | *9MA*1002122A** | 24000 | 12.5 | 15.2 | 24000 | 9 | 14600 | 1 | HRCU-A-CB |  |  | 187 | 527 | Yes
4834382 | Active | Systems | 15 SEER N SERIES R410A HP | COMFORTMAKER | NXH524GKA* |  | EHD4X30A** | *9MA*1202422A** | 24000 | 12.7 | 15.5 | 24000 | 8.5 | 14500 | 1 | HRCU-A-CB |  |  | 183 | 558 | Yes
4834317 | Active | Systems | 15 SEER N SERIES R410A HP | COMFORTMAKER | NXH524GKA* |  | EHD4X30A** | *9MV*0601714A** | 23800 | 12.5 | 15.2 | 24000 | 8.5 | 14500 | 1 | HRCU-A-CB |  |  | 185 | 558 | Yes
4834318 | Active | Systems | 15 SEER N SERIES R410A HP | COMFORTMAKER | NXH524GKA* |  | EHD4X30A** | *9MV*0801716A** | 24000 | 12.7 | 15.5 | 24000 | 8.5 | 14500 | 1 | HRCU-A-CB |  |  | 183 | 558 | Yes
5374955 | Active | Systems | 15 SEER N SERIES R410A HP | COMFORTMAKER | NXH524GKA* |  | EHD4X30A** | *9MV*0802120A** | 24000 | 12.5 | 15.2 | 24000 | 8.5 | 14500 | 1 | HRCU-A-CB |  |  | 187 | 558 | Yes
5374956 | Active | Systems | 15 SEER N SERIES R410A HP | COMFORTMAKER | NXH524GKA* |  | EHD4X30A** | *9MV*1002120A** | 24000 | 12.5 | 15.2 | 24000 | 8.5 | 14500 | 1 | HRCU-A-CB |  |  | 187 | 558 | Yes
4834320 | Active | Systems | 15 SEER N SERIES R410A HP | COMFORTMAKER | NXH524GKA* |  | EHD4X30A** | *9MV*1202422A** | 24000 | 12.7 | 15.5 | 24000 | 8.5 | 14500 | 1 | HRCU-A-CB |  |  | 183 | 558 | Yes
4834384 | Active | Systems | 15 SEER N SERIES R410A HP | COMFORTMAKER | NXH524GKA* |  | EHD4X30A** | *9MX*0601714A** | 23800 | 12.65 | 15.5 | 24000 | 8.5 | 14500 | 1 | HRCU-A-CB |  |  | 182 | 558 | Yes
5420384 | Active | Systems | 15 SEER N SERIES R410A HP | COMFORTMAKER | NXH524GKA* |  | EHD4X30A** | MV08**14C* | 24000 | 12.5 | 15.5 | 24000 | 8.5 | 14400 | 1 | HRCU-A-CB |  |  | 183 | 558 | Yes
5420385 | Active | Systems | 15 SEER N SERIES R410A HP | COMFORTMAKER | NXH524GKA* |  | EHD4X30A** | MV12**17C* | 24000 | 12.7 | 15.5 | 24000 | 8.5 | 14400 | 1 | HRCU-A-CB |  |  | 183 | 558 | Yes
3980432 | Active | Systems | 15 SEER N SERIES R410A HP | COMFORTMAKER | NXH524GKA* |  | EHD4X30A** | NOMV106D12* | 23800 | 12.5 | 15 | 24000 | 8.5 | 14400 | 1 | HRCU-A-CB |  |  | 188 | 558 | Yes
5686583 | Active | Systems | 15 SEER N SERIES R410A HP | COMFORTMAKER | NXH524GKA* |  | EHD4X30A** | OLV098A12* | 24000 | 12.5 | 15 | 24000 | 8.5 | 14600 | 1 | HRCU-A-CB |  |  | 189 | 558 | Yes
5686581 | Active | Systems | 15 SEER N SERIES R410A HP | COMFORTMAKER | NXH524GKA* |  | EHD4X30A** | OMV098J12* | 24000 | 12.5 | 15 | 24000 | 8.5 | 14600 | 1 | HRCU-A-CB |  |  | 189 | 558 | Yes
5420386 | Active | Systems | 15 SEER N SERIES R410A HP | COMFORTMAKER | NXH524GKA* |  | EHD4X36A** | MV08**14C* | 24000 | 12.7 | 15.5 | 24000 | 8.5 | 14400 | 1 | HRCU-A-CB |  |  | 183 | 558 | Yes
5420387 | Active | Systems | 15 SEER N SERIES R410A HP | COMFORTMAKER | NXH524GKA* |  | EHD4X36A** | MV12**17C* | 24000 | 12.7 | 15.5 | 24000 | 9 | 14500 | 1 | HRCU-A-CB |  |  | 183 | 527 | Yes
3980396 | Active | Systems | 15 SEER N SERIES R410A HP | COMFORTMAKER | NXH524GKA* |  | EN(A,D)4X24*14** | *8MV*0701412** | 23400 | 12.5 | 15 | 24000 | 8.5 | 14400 | 1 | HRCU-A-CB |  |  | 185 | 558 | Yes
3980399 | Active | Systems | 15 SEER N SERIES R410A HP | COMFORTMAKER | NXH524GKA* |  | EN(A,D)4X24*17** | *8MV*0901716** | 23400 | 12.5 | 15 | 24000 | 8.5 | 14400 | 1 | HRCU-A-CB |  |  | 185 | 558 | Yes
3980426 | Active | Systems | 15 SEER N SERIES R410A HP | COMFORTMAKER | NXH524GKA* |  | EN(A,D)4X24*17** | NOMV106D12* | 23400 | 12.5 | 15 | 24000 | 8.5 | 14400 | 1 | HRCU-A-CB |  |  | 185 | 558 | Yes
3980401 | Active | Systems | 15 SEER N SERIES R410A HP | COMFORTMAKER | NXH524GKA* |  | EN(A,D)4X30*14** | *8MV*0701412** | 23400 | 12.5 | 15.5 | 24000 | 8.5 | 14400 | 1 | HRCU-A-CB |  |  | 179 | 558 | Yes
3980402 | Active | Systems | 15 SEER N SERIES R410A HP | COMFORTMAKER | NXH524GKA* |  | EN(A,D)4X30*14** | *8MX*0451408** | 23400 | 12.5 | 15.25 | 24000 | 8.5 | 14600 | 1 | HRCU-A-CB |  |  | 182 | 558 | Yes
5420371 | Active | Systems | 15 SEER N SERIES R410A HP | COMFORTMAKER | NXH524GKA* |  | EN(A,D)4X30*14** | MV08**14C* | 23800 | 12.5 | 15.2 | 24000 | 8.5 | 14400 | 1 | HRCU-A-CB |  |  | 185 | 558 | Yes
3980404 | Active | Systems | 15 SEER N SERIES R410A HP | COMFORTMAKER | NXH524GKA* |  | EN(A,D)4X30*17** | *8MV*0901716** | 23400 | 12.5 | 15.5 | 24000 | 8.5 | 14400 | 1 | HRCU-A-CB |  |  | 179 | 558 | Yes
4834347 | Active | Systems | 15 SEER N SERIES R410A HP | COMFORTMAKER | NXH524GKA* |  | EN(A,D)4X30*17** | *9MA*0601714A** | 23600 | 12.5 | 15.2 | 24000 | 8.5 | 14500 | 1 | HRCU-A-CB |  |  | 184 | 558 | Yes
4834348 | Active | Systems | 15 SEER N SERIES R410A HP | COMFORTMAKER | NXH524GKA* |  | EN(A,D)4X30*17** | *9MA*0801714A** | 23600 | 12.6 | 15.5 | 24000 | 8.5 | 14400 | 1 | HRCU-A-CB |  |  | 180 | 558 | Yes
4834291 | Active | Systems | 15 SEER N SERIES R410A HP | COMFORTMAKER | NXH524GKA* |  | EN(A,D)4X30*17** | *9MV*0601714A** | 23800 | 12.5 | 15.2 | 24000 | 8.5 | 14500 | 1 | HRCU-A-CB |  |  | 185 | 558 | Yes
4834292 | Active | Systems | 15 SEER N SERIES R410A HP | COMFORTMAKER | NXH524GKA* |  | EN(A,D)4X30*17** | *9MV*0801716A** | 24000 | 12.7 | 15.5 | 24000 | 8.5 | 14500 | 1 | HRCU-A-CB |  |  | 183 | 558 | Yes
4834350 | Active | Systems | 15 SEER N SERIES R410A HP | COMFORTMAKER | NXH524GKA* |  | EN(A,D)4X30*17** | *9MX*0601714A** | 23800 | 12.65 | 15.5 | 24000 | 8.5 | 14500 | 1 | HRCU-A-CB |  |  | 182 | 558 | Yes
5420372 | Active | Systems | 15 SEER N SERIES R410A HP | COMFORTMAKER | NXH524GKA* |  | EN(A,D)4X30*17** | MV08**14C* | 23800 | 12.5 | 15.2 | 24000 | 8.5 | 14300 | 1 | HRCU-A-CB |  |  | 185 | 558 | Yes
5420373 | Active | Systems | 15 SEER N SERIES R410A HP | COMFORTMAKER | NXH524GKA* |  | EN(A,D)4X30*17** | MV12**17C* | 24000 | 12.7 | 15.5 | 24000 | 8.5 | 14400 | 1 | HRCU-A-CB |  |  | 183 | 558 | Yes
3980427 | Active | Systems | 15 SEER N SERIES R410A HP | COMFORTMAKER | NXH524GKA* |  | EN(A,D)4X30*17** | NOMV106D12* | 23600 | 12.5 | 15 | 24000 | 8.5 | 14300 | 1 | HRCU-A-CB |  |  | 186 | 558 | Yes
5686533 | Active | Systems | 15 SEER N SERIES R410A HP | COMFORTMAKER | NXH524GKA* |  | EN(A,D)4X30*17** | OLV098A12* | 24000 | 12.5 | 15 | 24000 | 8.5 | 14500 | 1 | HRCU-A-CB |  |  | 189 | 558 | Yes
5686520 | Active | Systems | 15 SEER N SERIES R410A HP | COMFORTMAKER | NXH524GKA* |  | EN(A,D)4X30*17** | OMV098J12* | 24000 | 12.5 | 15 | 24000 | 8.5 | 14600 | 1 | HRCU-A-CB |  |  | 189 | 558 | Yes
5420376 | Active | Systems | 15 SEER N SERIES R410A HP | COMFORTMAKER | NXH524GKA* |  | EN(A,D)4X36*21** | MV12**17C* | 24000 | 12.7 | 15.5 | 24000 | 8.5 | 14400 | 1 | HRCU-A-CB |  |  | 183 | 558 | Yes
5420374 | Active | Systems | 15 SEER N SERIES R410A HP | COMFORTMAKER | NXH524GKA* |  | EN(A,D,W)4X36*17** | MV08**14C* | 23800 | 12.5 | 15.2 | 24000 | 8.5 | 14300 | 1 | HRCU-A-CB |  |  | 185 | 558 | Yes
5420375 | Active | Systems | 15 SEER N SERIES R410A HP | COMFORTMAKER | NXH524GKA* |  | EN(A,D,W)4X36*17** | MV12**17C* | 24000 | 12.7 | 15.5 | 24000 | 8.5 | 14400 | 1 | HRCU-A-CB |  |  | 183 | 558 | Yes
3980406 | Active | Systems | 15 SEER N SERIES R410A HP | COMFORTMAKER | NXH524GKA* |  | ENH4X24*17** | *8MV*0701412** | 23400 | 12.5 | 15 | 24000 | 8.5 | 14400 | 1 | HRCU-A-CB |  |  | 185 | 558 | Yes
3980407 | Active | Systems | 15 SEER N SERIES R410A HP | COMFORTMAKER | NXH524GKA* |  | ENH4X24*17** | *8MV*0901716** | 23400 | 12.5 | 15 | 24000 | 8.5 | 14400 | 1 | HRCU-A-CB |  |  | 185 | 558 | Yes
3980408 | Active | Systems | 15 SEER N SERIES R410A HP | COMFORTMAKER | NXH524GKA* |  | ENH4X24*17** | *8MV*1102120** | 23400 | 12.5 | 15 | 24000 | 8.5 | 14500 | 1 | HRCU-A-CB |  |  | 185 | 558 | Yes
3980409 | Active | Systems | 15 SEER N SERIES R410A HP | COMFORTMAKER | NXH524GKA* |  | ENH4X24*17** | *8MV*1352422** | 23400 | 12.5 | 15 | 24000 | 8.5 | 14400 | 1 | HRCU-A-CB |  |  | 185 | 558 | Yes
4834358 | Active | Systems | 15 SEER N SERIES R410A HP | COMFORTMAKER | NXH524GKA* |  | ENH4X24*17** | *9MA*1202422A** | 23600 | 12.5 | 15.2 | 24000 | 8.5 | 14500 | 1 | HRCU-A-CB |  |  | 184 | 558 | Yes
4834300 | Active | Systems | 15 SEER N SERIES R410A HP | COMFORTMAKER | NXH524GKA* |  | ENH4X24*17** | *9MV*1202422A** | 23400 | 12.5 | 15.2 | 24000 | 8.5 | 14400 | 1 | HRCU-A-CB |  |  | 182 | 558 | Yes
3980429 | Active | Systems | 15 SEER N SERIES R410A HP | COMFORTMAKER | NXH524GKA* |  | ENH4X24*17** | NOMV106D12* | 23400 | 12.5 | 15 | 24000 | 8.5 | 14400 | 1 | HRCU-A-CB |  |  | 185 | 558 | Yes
3980412 | Active | Systems | 15 SEER N SERIES R410A HP | COMFORTMAKER | NXH524GKA* |  | ENH4X30*17** | *8MV*0701412** | 23400 | 12.5 | 15.5 | 24000 | 8.5 | 14400 | 1 | HRCU-A-CB |  |  | 179 | 558 | Yes
3980413 | Active | Systems | 15 SEER N SERIES R410A HP | COMFORTMAKER | NXH524GKA* |  | ENH4X30*17** | *8MV*0901716** | 23400 | 12.5 | 15.5 | 24000 | 8.5 | 14400 | 1 | HRCU-A-CB |  |  | 179 | 558 | Yes
3980414 | Active | Systems | 15 SEER N SERIES R410A HP | COMFORTMAKER | NXH524GKA* |  | ENH4X30*17** | *8MV*1102120** | 23400 | 12.5 | 15.5 | 24000 | 8.5 | 14400 | 1 | HRCU-A-CB |  |  | 179 | 558 | Yes
3980415 | Active | Systems | 15 SEER N SERIES R410A HP | COMFORTMAKER | NXH524GKA* |  | ENH4X30*17** | *8MV*1352422** | 23400 | 12.5 | 15.5 | 24000 | 8.5 | 14400 | 1 | HRCU-A-CB |  |  | 179 | 558 | Yes
3980416 | Active | Systems | 15 SEER N SERIES R410A HP | COMFORTMAKER | NXH524GKA* |  | ENH4X30*17** | *8MX*0451408** | 23400 | 12.5 | 15.25 | 24000 | 8.5 | 14600 | 1 | HRCU-A-CB |  |  | 182 | 558 | Yes
4834361 | Active | Systems | 15 SEER N SERIES R410A HP | COMFORTMAKER | NXH524GKA* |  | ENH4X30*17** | *9MA*0601714A** | 23600 | 12.5 | 15.2 | 24000 | 8.5 | 14500 | 1 | HRCU-A-CB |  |  | 184 | 558 | Yes
4834362 | Active | Systems | 15 SEER N SERIES R410A HP | COMFORTMAKER | NXH524GKA* |  | ENH4X30*17** | *9MA*0801714A** | 23600 | 12.6 | 15.5 | 24000 | 8.5 | 14400 | 1 | HRCU-A-CB |  |  | 180 | 558 | Yes
4834364 | Active | Systems | 15 SEER N SERIES R410A HP | COMFORTMAKER | NXH524GKA* |  | ENH4X30*17** | *9MA*1202422A** | 23800 | 12.7 | 15.5 | 24000 | 8.5 | 14500 | 1 | HRCU-A-CB |  |  | 182 | 558 | Yes
4834302 | Active | Systems | 15 SEER N SERIES R410A HP | COMFORTMAKER | NXH524GKA* |  | ENH4X30*17** | *9MV*0601714A** | 23800 | 12.5 | 15.2 | 24000 | 8.5 | 14500 | 1 | HRCU-A-CB |  |  | 185 | 558 | Yes
4834303 | Active | Systems | 15 SEER N SERIES R410A HP | COMFORTMAKER | NXH524GKA* |  | ENH4X30*17** | *9MV*0801716A** | 24000 | 12.7 | 15.5 | 24000 | 8.5 | 14500 | 1 | HRCU-A-CB |  |  | 183 | 558 | Yes
4834305 | Active | Systems | 15 SEER N SERIES R410A HP | COMFORTMAKER | NXH524GKA* |  | ENH4X30*17** | *9MV*1202422A** | 24000 | 12.7 | 15.5 | 24000 | 8.5 | 14500 | 1 | HRCU-A-CB |  |  | 183 | 558 | Yes
4834366 | Active | Systems | 15 SEER N SERIES R410A HP | COMFORTMAKER | NXH524GKA* |  | ENH4X30*17** | *9MX*0601714A** | 23800 | 12.65 | 15.5 | 24000 | 8.5 | 14500 | 1 | HRCU-A-CB |  |  | 182 | 558 | Yes
5420378 | Active | Systems | 15 SEER N SERIES R410A HP | COMFORTMAKER | NXH524GKA* |  | ENH4X30*17** | MV08**14C* | 23800 | 12.5 | 15.2 | 24000 | 8.5 | 14400 | 1 | HRCU-A-CB |  |  | 185 | 558 | Yes
5420379 | Active | Systems | 15 SEER N SERIES R410A HP | COMFORTMAKER | NXH524GKA* |  | ENH4X30*17** | MV12**17C* | 24000 | 12.7 | 15.5 | 24000 | 8.5 | 14400 | 1 | HRCU-A-CB |  |  | 183 | 558 | Yes
3980430 | Active | Systems | 15 SEER N SERIES R410A HP | COMFORTMAKER | NXH524GKA* |  | ENH4X30*17** | NOMV106D12* | 23600 | 12.5 | 15 | 24000 | 8.5 | 14300 | 1 | HRCU-A-CB |  |  | 186 | 558 | Yes
5686559 | Active | Systems | 15 SEER N SERIES R410A HP | COMFORTMAKER | NXH524GKA* |  | ENH4X30*17** | OLV098A12* | 24000 | 12.5 | 15 | 24000 | 8.5 | 14500 | 1 | HRCU-A-CB |  |  | 189 | 558 | Yes
5686552 | Active | Systems | 15 SEER N SERIES R410A HP | COMFORTMAKER | NXH524GKA* |  | ENH4X30*17** | OMV098J12* | 24000 | 12.5 | 15 | 24000 | 8.5 | 14600 | 1 | HRCU-A-CB |  |  | 189 | 558 | Yes
5420380 | Active | Systems | 15 SEER N SERIES R410A HP | COMFORTMAKER | NXH524GKA* |  | ENH4X36*17** | MV08**14C* | 23800 | 12.5 | 15.2 | 24000 | 8.5 | 14300 | 1 | HRCU-A-CB |  |  | 185 | 558 | Yes
5420381 | Active | Systems | 15 SEER N SERIES R410A HP | COMFORTMAKER | NXH524GKA* |  | ENH4X36*17** | MV12**17C* | 24000 | 12.7 | 15.5 | 24000 | 8.5 | 14400 | 1 | HRCU-A-CB |  |  | 183 | 558 | Yes
3693033 | Active | Systems | 15 SEER N SERIES R410A HP | COMFORTMAKER | NXH524GKA* |  | FEM4P30**A*+TXV |  | 24000 | 12.5 | 15 | 24000 | 8.5 | 14700 | 1 | HRCU-A-CB |  |  | 189 | 558 | Yes
3653091 | Active | Systems | 15 SEER N SERIES R410A HP | COMFORTMAKER | NXH524GKA* |  | FVM4X24**** |  | 24000 | 12.5 | 15.75 | 24000 | 9 | 14400 | 1 | HRCU-A-CB |  |  | 180 | 527 | Yes
4385623 | Active | Systems | 15 SEER N SERIES R410A HP | COMFORTMAKER | NXH524GKA* |  | FVM4X36**** |  | 24000 | 12.5 | 16 | 24000 | 9 | 14400 | 1 | HRCU-A-CB |  |  | 178 | 527 | Yes
3670826 | Active | Systems | 15 SEER N SERIES R410A HP | COMFORTMAKER | NXH524GKA* |  | FXM4X24**A* |  | 24000 | 12.5 | 15.25 | 24000 | 8.7 | 14700 | 1 | HRCU-A-CB | Yes |  | 186 | 545 | Yes
3670833 | Active | Systems | 15 SEER N SERIES R410A HP | COMFORTMAKER | NXH524GKA* |  | FXM4X30**A* |  | 24000 | 12.5 | 15 | 24000 | 8.5 | 14500 | 1 | HRCU-A-CB |  |  | 189 | 558 | Yes
5375039 | Active | Systems | 15 SEER N SERIES R410A HP | COMFORTMAKER | NXH530GKA* |  | EA*4X36*21A* | *9MA*1002122A** | 28400 | 12.5 | 15 | 27800 | 8.5 | 16800 | 1 | HRCU-A-CB |  |  | 224 | 669 | Yes
5375040 | Active | Systems | 15 SEER N SERIES R410A HP | COMFORTMAKER | NXH530GKA* |  | EA*4X36*21A* | *9MV*0802120A** | 28200 | 12.5 | 15 | 27800 | 8.5 | 16800 | 1 | HRCU-A-CB |  |  | 223 | 669 | Yes
5420570 | Active | Systems | 15 SEER N SERIES R410A HP | COMFORTMAKER | NXH530GKA* |  | EA*4X36*21A* | MV12**17C* | 28200 | 12.5 | 15 | 27800 | 8.5 | 16600 | 1 | HRCU-A-CB |  |  | 223 | 669 | Yes
5420571 | Active | Systems | 15 SEER N SERIES R410A HP | COMFORTMAKER | NXH530GKA* |  | EA*4X42*21A* | MV12**17C* | 28400 | 12.7 | 15 | 27800 | 8.5 | 16700 | 1 | HRCU-A-CB |  |  | 224 | 669 | Yes
3980737 | Discontinued | Systems | 15 SEER N SERIES R410A HP | COMFORTMAKER | NXH530GKA* |  | ED*4X36F** | *8MV*0901716** | 28000 | 12.5 | 15.25 | 27600 | 8.5 | 16600 | 1 | HRCU-A-CB |  |  | 217 | 669 | Yes
3980739 | Discontinued | Systems | 15 SEER N SERIES R410A HP | COMFORTMAKER | NXH530GKA* |  | ED*4X36J** | *8MV*1102120** | 28000 | 12.5 | 15 | 27800 | 8.5 | 16700 | 1 | HRCU-A-CB |  |  | 221 | 669 | Yes
3980740 | Discontinued | Systems | 15 SEER N SERIES R410A HP | COMFORTMAKER | NXH530GKA* |  | ED*4X36J** | *8MX*0902116** | 28200 | 12.5 | 15 | 28000 | 8.5 | 16900 | 1 | HRCU-A-CB |  |  | 223 | 669 | Yes
4835204 | Discontinued | Systems | 15 SEER N SERIES R410A HP | COMFORTMAKER | NXH530GKA* |  | ED*4X36J** | *9MV*1202422A** | 28400 | 12.5 | 15.2 | 28000 | 8.5 | 16800 | 1 | HRCU-A-CB |  |  | 221 | 669 | Yes
4106616 | Discontinued | Systems | 15 SEER N SERIES R410A HP | COMFORTMAKER | NXH530GKA* |  | ED*4X36J** | OLV112A16A | 28400 | 12.5 | 15 | 28000 | 8.5 | 16900 | 1 | HRCU-A-CB |  |  | 224 | 669 | Yes
3980773 | Active | Systems | 15 SEER N SERIES R410A HP | COMFORTMAKER | NXH530GKA* |  | EHD4X36A** | *8MV*0901716** | 28000 | 12.5 | 15.25 | 27800 | 8.5 | 16800 | 1 | HRCU-A-CB |  |  | 217 | 669 | Yes
3980774 | Active | Systems | 15 SEER N SERIES R410A HP | COMFORTMAKER | NXH530GKA* |  | EHD4X36A** | *8MV*1102120** | 28000 | 12.5 | 15 | 28000 | 8.5 | 16800 | 1 | HRCU-A-CB |  |  | 221 | 669 | Yes
3980777 | Active | Systems | 15 SEER N SERIES R410A HP | COMFORTMAKER | NXH530GKA* |  | EHD4X36A** | *8MX*0902116** | 28200 | 12.5 | 15 | 28200 | 8.5 | 17000 | 1 | HRCU-A-CB |  |  | 223 | 669 | Yes
4835318 | Active | Systems | 15 SEER N SERIES R410A HP | COMFORTMAKER | NXH530GKA* |  | EHD4X36A** | *9MA*0801714A** | 28600 | 12.5 | 15 | 28200 | 8.5 | 17000 | 1 | HRCU-A-CB |  |  | 226 | 669 | Yes
5375053 | Active | Systems | 15 SEER N SERIES R410A HP | COMFORTMAKER | NXH530GKA* |  | EHD4X36A** | *9MA*0802120A** | 28600 | 12.5 | 15 | 28000 | 8.5 | 16900 | 1 | HRCU-A-CB |  |  | 226 | 669 | Yes
5375054 | Active | Systems | 15 SEER N SERIES R410A HP | COMFORTMAKER | NXH530GKA* |  | EHD4X36A** | *9MA*1002122A** | 28800 | 12.7 | 15 | 28200 | 8.5 | 16900 | 1 | HRCU-A-CB |  |  | 227 | 669 | Yes
4835320 | Active | Systems | 15 SEER N SERIES R410A HP | COMFORTMAKER | NXH530GKA* |  | EHD4X36A** | *9MA*1202422A** | 28800 | 12.5 | 15.2 | 28000 | 8.5 | 16900 | 1 | HRCU-A-CB |  |  | 224 | 669 | Yes
4835243 | Active | Systems | 15 SEER N SERIES R410A HP | COMFORTMAKER | NXH530GKA* |  | EHD4X36A** | *9MV*0801716A** | 28600 | 12.5 | 15 | 28200 | 8.5 | 16900 | 1 | HRCU-A-CB |  |  | 226 | 669 | Yes
5375055 | Active | Systems | 15 SEER N SERIES R410A HP | COMFORTMAKER | NXH530GKA* |  | EHD4X36A** | *9MV*0802120A** | 28600 | 12.7 | 15 | 28000 | 8.5 | 16800 | 1 | HRCU-A-CB |  |  | 226 | 669 | Yes
5375056 | Active | Systems | 15 SEER N SERIES R410A HP | COMFORTMAKER | NXH530GKA* |  | EHD4X36A** | *9MV*1002120A** | 28400 | 12.5 | 15 | 27800 | 8.5 | 16700 | 1 | HRCU-A-CB |  |  | 224 | 669 | Yes
4835245 | Active | Systems | 15 SEER N SERIES R410A HP | COMFORTMAKER | NXH530GKA* |  | EHD4X36A** | *9MV*1202422A** | 28800 | 12.5 | 15.2 | 28000 | 8.5 | 16900 | 1 | HRCU-A-CB |  |  | 224 | 669 | Yes
5420588 | Active | Systems | 15 SEER N SERIES R410A HP | COMFORTMAKER | NXH530GKA* |  | EHD4X36A** | MV08**14C* | 28400 | 12.7 | 15 | 27800 | 8.5 | 16700 | 1 | HRCU-A-CB |  |  | 224 | 669 | Yes
5420589 | Active | Systems | 15 SEER N SERIES R410A HP | COMFORTMAKER | NXH530GKA* |  | EHD4X36A** | MV12**17C* | 28800 | 12.7 | 15.2 | 28000 | 8.5 | 16800 | 1 | HRCU-A-CB |  |  | 224 | 669 | Yes
5686709 | Active | Systems | 15 SEER N SERIES R410A HP | COMFORTMAKER | NXH530GKA* |  | EHD4X36A** | OLV098A12* | 28600 | 12.5 | 15 | 28200 | 8.5 | 17000 | 1 | HRCU-A-CB |  |  | 226 | 669 | Yes
4106847 | Active | Systems | 15 SEER N SERIES R410A HP | COMFORTMAKER | NXH530GKA* |  | EHD4X36A** | OLV112A16A | 28800 | 12.5 | 15 | 28200 | 8.5 | 17100 | 1 | HRCU-A-CB |  |  | 227 | 669 | Yes
4106840 | Active | Systems | 15 SEER N SERIES R410A HP | COMFORTMAKER | NXH530GKA* |  | EHD4X36A** | OMV112K14A | 28800 | 12.5 | 15 | 28000 | 8.5 | 16900 | 1 | HRCU-A-CB |  |  | 227 | 669 | Yes
5420590 | Active | Systems | 15 SEER N SERIES R410A HP | COMFORTMAKER | NXH530GKA* |  | EHD4X42A** | MV08**14C* | 28600 | 12.7 | 15.2 | 27800 | 8.5 | 16700 | 1 | HRCU-A-CB |  |  | 223 | 669 | Yes
5420591 | Active | Systems | 15 SEER N SERIES R410A HP | COMFORTMAKER | NXH530GKA* |  | EHD4X42A** | MV12**17C* | 28800 | 12.7 | 15.2 | 28000 | 8.5 | 16800 | 1 | HRCU-A-CB |  |  | 224 | 669 | Yes
3980750 | Active | Systems | 15 SEER N SERIES R410A HP | COMFORTMAKER | NXH530GKA* |  | EN(A,D)4X36*21** | *8MV*1102120** | 28000 | 12.5 | 15 | 27800 | 8.5 | 16700 | 1 | HRCU-A-CB |  |  | 221 | 669 | Yes
3980751 | Active | Systems | 15 SEER N SERIES R410A HP | COMFORTMAKER | NXH530GKA* |  | EN(A,D)4X36*21** | *8MX*0902116** | 28200 | 12.5 | 15 | 28000 | 8.5 | 16900 | 1 | HRCU-A-CB |  |  | 223 | 669 | Yes
3980747 | Active | Systems | 15 SEER N SERIES R410A HP | COMFORTMAKER | NXH530GKA* |  | EN(A,D,W)4X36*17** | *8MV*0901716** | 28000 | 12.5 | 15.25 | 27600 | 8.5 | 16700 | 1 | HRCU-A-CB |  |  | 217 | 669 | Yes
5420580 | Active | Systems | 15 SEER N SERIES R410A HP | COMFORTMAKER | NXH530GKA* |  | EN(A,D,W)4X42*21** | MV12**17C* | 28400 | 12.5 | 15 | 27800 | 8.5 | 16700 | 1 | HRCU-A-CB |  |  | 224 | 669 | Yes
5420578 | Active | Systems | 15 SEER N SERIES R410A HP | COMFORTMAKER | NXH530GKA* |  | END4X42*17** | MV08**14C* | 28400 | 12.7 | 15 | 27800 | 8.5 | 16700 | 1 | HRCU-A-CB |  |  | 224 | 669 | Yes
5420579 | Active | Systems | 15 SEER N SERIES R410A HP | COMFORTMAKER | NXH530GKA* |  | END4X42*17** | MV12**17C* | 28600 | 12.7 | 15 | 28000 | 8.5 | 16800 | 1 | HRCU-A-CB |  |  | 226 | 669 | Yes
3980761 | Active | Systems | 15 SEER N SERIES R410A HP | COMFORTMAKER | NXH530GKA* |  | ENH4X36*17** | *8MV*0901716** | 28000 | 12.5 | 15.25 | 27600 | 8.5 | 16700 | 1 | HRCU-A-CB |  |  | 217 | 669 | Yes
3980762 | Active | Systems | 15 SEER N SERIES R410A HP | COMFORTMAKER | NXH530GKA* |  | ENH4X36*17** | *8MV*1102120** | 28000 | 12.5 | 15 | 27800 | 8.5 | 16700 | 1 | HRCU-A-CB |  |  | 221 | 669 | Yes
3980765 | Active | Systems | 15 SEER N SERIES R410A HP | COMFORTMAKER | NXH530GKA* |  | ENH4X36*17** | *8MX*0902116** | 28200 | 12.5 | 15 | 28000 | 8.5 | 16900 | 1 | HRCU-A-CB |  |  | 223 | 669 | Yes
5420585 | Active | Systems | 15 SEER N SERIES R410A HP | COMFORTMAKER | NXH530GKA* |  | ENH4X42*21** | MV12**17C* | 28400 | 12.5 | 15 | 27800 | 8.5 | 16700 | 1 | HRCU-A-CB |  |  | 224 | 669 | Yes
3653098 | Active | Systems | 15 SEER N SERIES R410A HP | COMFORTMAKER | NXH530GKA* |  | FVM4X24**** |  | 28200 | 12.5 | 15 | 27800 | 8.5 | 16800 | 1 | HRCU-A-CB |  |  | 223 | 669 | Yes
3653112 | Active | Systems | 15 SEER N SERIES R410A HP | COMFORTMAKER | NXH530GKA* |  | FVM4X36**** |  | 28400 | 12.5 | 15.5 | 27600 | 8.5 | 16600 | 1 | HRCU-A-CB |  |  | 217 | 669 | Yes
3670756 | Active | Systems | 15 SEER N SERIES R410A HP | COMFORTMAKER | NXH530GKA* |  | FVM4X48**** |  | 29000 | 12.5 | 15.5 | 27600 | 8.7 | 16800 | 1 | HRCU-A-CB |  |  | 222 | 654 | Yes
3670840 | Active | Systems | 15 SEER N SERIES R410A HP | COMFORTMAKER | NXH530GKA* |  | FXM4X30**A* |  | 28800 | 12.5 | 15.25 | 28200 | 8.5 | 17000 | 1 | HRCU-A-CB | Yes |  | 224 | 669 | Yes
3670847 | Active | Systems | 15 SEER N SERIES R410A HP | COMFORTMAKER | NXH530GKA* |  | FXM4X36**A* |  | 28800 | 12.5 | 15.5 | 27800 | 8.5 | 16700 | 1 | HRCU-A-CB |  |  | 220 | 669 | Yes
5420834 | Active | Systems | 15 SEER N SERIES R410A HP | COMFORTMAKER | NXH536GKA* |  | EHD4X48A** | MV16**21C* | 34800 | 12.5 | 15 | 34400 | 8.5 | 21200 | 1 | HRCU-A-CB |  |  | 275 | 781 | Yes
5420835 | Active | Systems | 15 SEER N SERIES R410A HP | COMFORTMAKER | NXH536GKA* |  | EHD4X48A** | MV20**24C* | 34600 | 12.5 | 15 | 34200 | 8.5 | 21200 | 1 | HRCU-A-CB |  |  | 273 | 781 | Yes
5420816 | Active | Systems | 15 SEER N SERIES R410A HP | COMFORTMAKER | NXH536GKA* |  | EN(A,D)4X48*24** | MV16**21C* | 34600 | 12.5 | 15 | 34200 | 8.5 | 21200 | 1 | HRCU-A-CB |  |  | 273 | 781 | Yes
5420817 | Active | Systems | 15 SEER N SERIES R410A HP | COMFORTMAKER | NXH536GKA* |  | EN(A,D)4X48*24** | MV20**24C* | 34400 | 12.5 | 15 | 34200 | 8.5 | 21000 | 1 | HRCU-A-CB |  |  | 272 | 781 | Yes
5420815 | Active | Systems | 15 SEER N SERIES R410A HP | COMFORTMAKER | NXH536GKA* |  | EN(A,D,W)4X48*21** | MV16**21C* | 34600 | 12.5 | 15 | 34200 | 8.5 | 21200 | 1 | HRCU-A-CB |  |  | 273 | 781 | Yes
5420823 | Active | Systems | 15 SEER N SERIES R410A HP | COMFORTMAKER | NXH536GKA* |  | ENH4X48*21** | MV16**21C* | 34600 | 12.5 | 15 | 34200 | 8.5 | 21200 | 1 | HRCU-A-CB |  |  | 273 | 781 | Yes
3670742 | Active | Systems | 15 SEER N SERIES R410A HP | COMFORTMAKER | NXH536GKA* |  | FVM4X36**** |  | 33800 | 12.5 | 15 | 33800 | 8.5 | 20800 | 1 | HRCU-A-CB |  |  | 267 | 781 | Yes
3670763 | Active | Systems | 15 SEER N SERIES R410A HP | COMFORTMAKER | NXH536GKA* |  | FVM4X48**** |  | 35000 | 12.5 | 15 | 34400 | 8.6 | 21200 | 1 | HRCU-A-CB |  |  | 276 | 772 | Yes
3670784 | Active | Systems | 15 SEER N SERIES R410A HP | COMFORTMAKER | NXH536GKA* |  | FVM4X60**** |  | 35400 | 13 | 15.5 | 34000 | 9 | 21200 | 1 | HRCU-A-CB |  |  | 270 | 737 | Yes
3670854 | Active | Systems | 15 SEER N SERIES R410A HP | COMFORTMAKER | NXH536GKA* |  | FXM4X36**A* |  | 34800 | 12.5 | 15 | 34600 | 8.5 | 21400 | 1 | HRCU-A-CB | Yes |  | 275 | 781 | Yes
5377111 | Active | Systems | 15 SEER N SERIES R410A HP | COMFORTMAKER | NXH537GKA* |  | EA*4X42*24A* | *9MX*1002120A** | 35400 | 12.5 | 15 | 35400 | 8.5 | 21400 | 1 | HRCU-A-CB |  |  | 279 | 781 | Yes
5421107 | Active | Systems | 15 SEER N SERIES R410A HP | COMFORTMAKER | NXH537GKA* |  | EA*4X48*17A* | MV08**14C* | 35400 | 12.7 | 15.5 | 35000 | 8.5 | 21200 | 1 | HRCU-A-CB |  |  | 270 | 781 | Yes
5421108 | Active | Systems | 15 SEER N SERIES R410A HP | COMFORTMAKER | NXH537GKA* |  | EA*4X48*17A* | MV12**17C* | 35600 | 13 | 15.5 | 35200 | 8.5 | 21200 | 1 | HRCU-A-CB |  |  | 272 | 781 | Yes
5421109 | Active | Systems | 15 SEER N SERIES R410A HP | COMFORTMAKER | NXH537GKA* |  | EA*4X48*21A* | MV12**17C* | 35400 | 13 | 15.5 | 35000 | 8.5 | 21000 | 1 | HRCU-A-CB |  |  | 270 | 781 | Yes
5421110 | Active | Systems | 15 SEER N SERIES R410A HP | COMFORTMAKER | NXH537GKA* |  | EA*4X48*21A* | MV16**21C* | 35400 | 13 | 15.5 | 35000 | 8.5 | 21000 | 1 | HRCU-A-CB |  |  | 270 | 781 | Yes
5421111 | Active | Systems | 15 SEER N SERIES R410A HP | COMFORTMAKER | NXH537GKA* |  | EA*4X48*24A* | MV16**21C* | 35400 | 13 | 15.5 | 35000 | 8.5 | 21000 | 1 | HRCU-A-CB |  |  | 270 | 781 | Yes
5421112 | Active | Systems | 15 SEER N SERIES R410A HP | COMFORTMAKER | NXH537GKA* |  | EA*4X48*24A* | MV20**24C* | 35200 | 13 | 15.5 | 34800 | 8.5 | 20800 | 1 | HRCU-A-CB |  |  | 269 | 781 | Yes
4107449 | Discontinued | Systems | 15 SEER N SERIES R410A HP | COMFORTMAKER | NXH537GKA* |  | ED*4X42F** | OLV112A16A | 34600 | 12.5 | 15 | 35200 | 8.5 | 21400 | 1 | HRCU-A-CB |  |  | 273 | 781 | Yes
4107456 | Discontinued | Systems | 15 SEER N SERIES R410A HP | COMFORTMAKER | NXH537GKA* |  | ED*4X42J** | OLV112A16A | 34800 | 12.5 | 15 | 35000 | 8.5 | 21200 | 1 | HRCU-A-CB |  |  | 275 | 781 | Yes
4107463 | Discontinued | Systems | 15 SEER N SERIES R410A HP | COMFORTMAKER | NXH537GKA* |  | ED*4X42L** | OLV112A16A | 34800 | 12.5 | 15 | 35000 | 8.5 | 21200 | 1 | HRCU-A-CB |  |  | 275 | 781 | Yes
4107470 | Discontinued | Systems | 15 SEER N SERIES R410A HP | COMFORTMAKER | NXH537GKA* |  | ED*4X42L** | OLV154F20A | 35600 | 12.5 | 15 | 35400 | 8.5 | 21400 | 1 | HRCU-A-CB |  |  | 281 | 781 | Yes
3974994 | Active | Systems | 15 SEER N SERIES R410A HP | COMFORTMAKER | NXH537GKA* |  | EHD4X36A** | *8MV*0901716** | 34800 | 12.5 | 15 | 34800 | 8.5 | 21000 | 1 | HRCU-A-CB |  |  | 275 | 781 | Yes
3974995 | Active | Systems | 15 SEER N SERIES R410A HP | COMFORTMAKER | NXH537GKA* |  | EHD4X36A** | *8MV*1102120** | 35000 | 12.5 | 15 | 35000 | 8.5 | 21000 | 1 | HRCU-A-CB |  |  | 276 | 781 | Yes
3974996 | Active | Systems | 15 SEER N SERIES R410A HP | COMFORTMAKER | NXH537GKA* |  | EHD4X36A** | *8MV*1352422** | 35000 | 12.5 | 15 | 34800 | 8.5 | 21000 | 1 | HRCU-A-CB |  |  | 276 | 781 | Yes
3974999 | Active | Systems | 15 SEER N SERIES R410A HP | COMFORTMAKER | NXH537GKA* |  | EHD4X36A** | *8MX*0902116** | 35200 | 12.5 | 15 | 35000 | 8.5 | 21000 | 1 | HRCU-A-CB |  |  | 278 | 781 | Yes
3975000 | Active | Systems | 15 SEER N SERIES R410A HP | COMFORTMAKER | NXH537GKA* |  | EHD4X36A** | *8MX*1102120** | 35200 | 13 | 15 | 35200 | 8.5 | 21200 | 1 | HRCU-A-CB |  |  | 278 | 781 | Yes
5377135 | Active | Systems | 15 SEER N SERIES R410A HP | COMFORTMAKER | NXH537GKA* |  | EHD4X36A** | *9MX*1002120A** | 35600 | 12.5 | 15 | 35600 | 8.5 | 21600 | 1 | HRCU-A-CB |  |  | 281 | 781 | Yes
5421131 | Active | Systems | 15 SEER N SERIES R410A HP | COMFORTMAKER | NXH537GKA* |  | EHD4X36A** | MV12**17C* | 35400 | 12.7 | 15.5 | 35000 | 8.5 | 21000 | 1 | HRCU-A-CB |  |  | 270 | 781 | Yes
5421132 | Active | Systems | 15 SEER N SERIES R410A HP | COMFORTMAKER | NXH537GKA* |  | EHD4X36A** | MV16**21C* | 35400 | 13 | 15.5 | 35000 | 8.5 | 21000 | 1 | HRCU-A-CB |  |  | 270 | 781 | Yes
5421133 | Active | Systems | 15 SEER N SERIES R410A HP | COMFORTMAKER | NXH537GKA* |  | EHD4X36A** | MV20**24C* | 35200 | 13 | 15.5 | 34800 | 8.5 | 21000 | 1 | HRCU-A-CB |  |  | 269 | 781 | Yes
4107736 | Active | Systems | 15 SEER N SERIES R410A HP | COMFORTMAKER | NXH537GKA* |  | EHD4X36A** | OLV112A16A | 35200 | 12.5 | 15 | 35400 | 8.5 | 21400 | 1 | HRCU-A-CB |  |  | 278 | 781 | Yes
4107743 | Active | Systems | 15 SEER N SERIES R410A HP | COMFORTMAKER | NXH537GKA* |  | EHD4X36A** | OLV154F20A | 36000 | 12.5 | 15 | 35800 | 8.5 | 21600 | 1 | HRCU-A-CB |  |  | 284 | 781 | Yes
4107729 | Active | Systems | 15 SEER N SERIES R410A HP | COMFORTMAKER | NXH537GKA* |  | EHD4X36A** | OMV112K14A | 35000 | 12.5 | 15 | 35000 | 8.5 | 21200 | 1 | HRCU-A-CB |  |  | 276 | 781 | Yes
3975001 | Active | Systems | 15 SEER N SERIES R410A HP | COMFORTMAKER | NXH537GKA* |  | EHD4X42A** | *8MV*0701412** | 35000 | 12.5 | 15 | 35000 | 8.5 | 21200 | 1 | HRCU-A-CB |  |  | 276 | 781 | Yes
3975002 | Active | Systems | 15 SEER N SERIES R410A HP | COMFORTMAKER | NXH537GKA* |  | EHD4X42A** | *8MV*0901716** | 35000 | 13 | 15 | 35000 | 8.5 | 21000 | 1 | HRCU-A-CB |  |  | 276 | 781 | Yes
3975003 | Active | Systems | 15 SEER N SERIES R410A HP | COMFORTMAKER | NXH537GKA* |  | EHD4X42A** | *8MV*1102120** | 35200 | 13 | 15 | 35000 | 8.5 | 21000 | 1 | HRCU-A-CB |  |  | 278 | 781 | Yes
3975004 | Active | Systems | 15 SEER N SERIES R410A HP | COMFORTMAKER | NXH537GKA* |  | EHD4X42A** | *8MV*1352422** | 35200 | 13 | 15 | 35000 | 8.5 | 21000 | 1 | HRCU-A-CB |  |  | 278 | 781 | Yes
3975006 | Active | Systems | 15 SEER N SERIES R410A HP | COMFORTMAKER | NXH537GKA* |  | EHD4X42A** | *8MX*0701716** | 35200 | 12.5 | 15 | 35400 | 8.5 | 21400 | 1 | HRCU-A-CB |  |  | 278 | 781 | Yes
3975007 | Active | Systems | 15 SEER N SERIES R410A HP | COMFORTMAKER | NXH537GKA* |  | EHD4X42A** | *8MX*0902116** | 35400 | 13 | 15 | 35200 | 8.5 | 21200 | 1 | HRCU-A-CB |  |  | 279 | 781 | Yes
3975008 | Active | Systems | 15 SEER N SERIES R410A HP | COMFORTMAKER | NXH537GKA* |  | EHD4X42A** | *8MX*1102120** | 35600 | 13 | 15 | 35200 | 8.5 | 21200 | 1 | HRCU-A-CB |  |  | 281 | 781 | Yes
4848376 | Active | Systems | 15 SEER N SERIES R410A HP | COMFORTMAKER | NXH537GKA* |  | EHD4X42A** | *9MV*0801716A** | 35400 | 12.5 | 15.2 | 35400 | 8.5 | 21200 | 1 | HRCU-A-CB |  |  | 276 | 781 | Yes
4848378 | Active | Systems | 15 SEER N SERIES R410A HP | COMFORTMAKER | NXH537GKA* |  | EHD4X42A** | *9MV*1202422A** | 35400 | 12.7 | 15.5 | 35000 | 8.5 | 21000 | 1 | HRCU-A-CB |  |  | 270 | 781 | Yes
5377141 | Active | Systems | 15 SEER N SERIES R410A HP | COMFORTMAKER | NXH537GKA* |  | EHD4X42A** | *9MX*1002120A** | 36000 | 12.7 | 15.2 | 35600 | 8.5 | 21600 | 1 | HRCU-A-CB |  |  | 280 | 781 | Yes
5421134 | Active | Systems | 15 SEER N SERIES R410A HP | COMFORTMAKER | NXH537GKA* |  | EHD4X42A** | MV08**14C* | 35400 | 12.7 | 15.2 | 35000 | 8.5 | 21000 | 1 | HRCU-A-CB |  |  | 276 | 781 | Yes
5421135 | Active | Systems | 15 SEER N SERIES R410A HP | COMFORTMAKER | NXH537GKA* |  | EHD4X42A** | MV12**17C* | 35600 | 13 | 15.5 | 35000 | 8.5 | 21200 | 1 | HRCU-A-CB |  |  | 272 | 781 | Yes
5421136 | Active | Systems | 15 SEER N SERIES R410A HP | COMFORTMAKER | NXH537GKA* |  | EHD4X42A** | MV16**21C* | 35600 | 13 | 15.5 | 35000 | 8.5 | 21000 | 1 | HRCU-A-CB |  |  | 272 | 781 | Yes
5421137 | Active | Systems | 15 SEER N SERIES R410A HP | COMFORTMAKER | NXH537GKA* |  | EHD4X42A** | MV20**24C* | 35400 | 13 | 15.5 | 34800 | 8.5 | 21000 | 1 | HRCU-A-CB |  |  | 270 | 781 | Yes
5686992 | Active | Systems | 15 SEER N SERIES R410A HP | COMFORTMAKER | NXH537GKA* |  | EHD4X42A** | OLV098A12* | 35000 | 12.5 | 15 | 35200 | 8.5 | 21400 | 1 | HRCU-A-CB |  |  | 276 | 781 | Yes
4107771 | Active | Systems | 15 SEER N SERIES R410A HP | COMFORTMAKER | NXH537GKA* |  | EHD4X42A** | OLV112A16A | 35400 | 12.5 | 15 | 35400 | 8.5 | 21400 | 1 | HRCU-A-CB |  |  | 279 | 781 | Yes
4107778 | Active | Systems | 15 SEER N SERIES R410A HP | COMFORTMAKER | NXH537GKA* |  | EHD4X42A** | OLV154F20A | 36000 | 12.5 | 15 | 35800 | 8.5 | 21800 | 1 | HRCU-A-CB |  |  | 284 | 781 | Yes
5686986 | Active | Systems | 15 SEER N SERIES R410A HP | COMFORTMAKER | NXH537GKA* |  | EHD4X42A** | OMV098J12* | 35200 | 12.5 | 15 | 35400 | 8.5 | 21400 | 1 | HRCU-A-CB |  |  | 278 | 781 | Yes
4107764 | Active | Systems | 15 SEER N SERIES R410A HP | COMFORTMAKER | NXH537GKA* |  | EHD4X42A** | OMV112K14A | 35200 | 12.5 | 15 | 35200 | 8.5 | 21200 | 1 | HRCU-A-CB |  |  | 278 | 781 | Yes
5421138 | Active | Systems | 15 SEER N SERIES R410A HP | COMFORTMAKER | NXH537GKA* |  | EHD4X48A** | MV08**14C* | 35400 | 12.7 | 15.5 | 35000 | 8.5 | 21000 | 1 | HRCU-A-CB |  |  | 270 | 781 | Yes
5421139 | Active | Systems | 15 SEER N SERIES R410A HP | COMFORTMAKER | NXH537GKA* |  | EHD4X48A** | MV12**17C* | 35800 | 13 | 15.5 | 35200 | 8.5 | 21200 | 1 | HRCU-A-CB |  |  | 273 | 781 | Yes
5421140 | Active | Systems | 15 SEER N SERIES R410A HP | COMFORTMAKER | NXH537GKA* |  | EHD4X48A** | MV20**24C* | 35600 | 13.2 | 15.5 | 35000 | 8.5 | 21000 | 1 | HRCU-A-CB |  |  | 272 | 781 | Yes
5421122 | Active | Systems | 15 SEER N SERIES R410A HP | COMFORTMAKER | NXH537GKA* |  | EN(A,D)4X48*24** | MV16**21C* | 35400 | 13 | 15.5 | 35000 | 8.5 | 21000 | 1 | HRCU-A-CB |  |  | 270 | 781 | Yes
5421123 | Active | Systems | 15 SEER N SERIES R410A HP | COMFORTMAKER | NXH537GKA* |  | EN(A,D)4X48*24** | MV20**24C* | 35400 | 13.2 | 15.5 | 34800 | 8.5 | 20800 | 1 | HRCU-A-CB |  |  | 270 | 781 | Yes
3974903 | Active | Systems | 15 SEER N SERIES R410A HP | COMFORTMAKER | NXH537GKA* |  | EN(A,D,W)4X42*21** | *8MX*0902116** | 34600 | 12.5 | 15 | 34800 | 8.5 | 21000 | 1 | HRCU-A-CB |  |  | 273 | 781 | Yes
3974904 | Active | Systems | 15 SEER N SERIES R410A HP | COMFORTMAKER | NXH537GKA* |  | EN(A,D,W)4X42*21** | *8MX*1102120** | 34800 | 12.5 | 15 | 35000 | 8.5 | 21000 | 1 | HRCU-A-CB |  |  | 275 | 781 | Yes
4107589 | Active | Systems | 15 SEER N SERIES R410A HP | COMFORTMAKER | NXH537GKA* |  | EN(A,D,W)4X42*21** | OLV112A16A | 34800 | 12.5 | 15 | 35200 | 8.5 | 21400 | 1 | HRCU-A-CB |  |  | 275 | 781 | Yes
5421120 | Active | Systems | 15 SEER N SERIES R410A HP | COMFORTMAKER | NXH537GKA* |  | EN(A,D,W)4X48*21** | MV12**17C* | 35400 | 13 | 15.5 | 35000 | 8.5 | 21000 | 1 | HRCU-A-CB |  |  | 270 | 781 | Yes
5421121 | Active | Systems | 15 SEER N SERIES R410A HP | COMFORTMAKER | NXH537GKA* |  | EN(A,D,W)4X48*21** | MV16**21C* | 35400 | 13 | 15.5 | 35000 | 8.5 | 21000 | 1 | HRCU-A-CB |  |  | 270 | 781 | Yes
5421118 | Active | Systems | 15 SEER N SERIES R410A HP | COMFORTMAKER | NXH537GKA* |  | END4X42*17** | MV12**17C* | 35200 | 12.7 | 15.2 | 35000 | 8.5 | 21000 | 1 | HRCU-A-CB |  |  | 274 | 781 | Yes
4107561 | Active | Systems | 15 SEER N SERIES R410A HP | COMFORTMAKER | NXH537GKA* |  | END4X42*17** | OMV112K14A | 34800 | 12.5 | 15 | 35000 | 8.5 | 21200 | 1 | HRCU-A-CB |  |  | 275 | 781 | Yes
4107638 | Active | Systems | 15 SEER N SERIES R410A HP | COMFORTMAKER | NXH537GKA* |  | ENH4X36*17** | OLV154F20A | 35000 | 12.5 | 15 | 35400 | 8.5 | 21600 | 1 | HRCU-A-CB |  |  | 276 | 781 | Yes
3974945 | Active | Systems | 15 SEER N SERIES R410A HP | COMFORTMAKER | NXH537GKA* |  | ENH4X42*21** | *8MX*0902116** | 34600 | 12.5 | 15 | 34800 | 8.5 | 21000 | 1 | HRCU-A-CB |  |  | 273 | 781 | Yes
3974946 | Active | Systems | 15 SEER N SERIES R410A HP | COMFORTMAKER | NXH537GKA* |  | ENH4X42*21** | *8MX*1102120** | 34800 | 12.5 | 15 | 35000 | 8.5 | 21000 | 1 | HRCU-A-CB |  |  | 275 | 781 | Yes
4107666 | Active | Systems | 15 SEER N SERIES R410A HP | COMFORTMAKER | NXH537GKA* |  | ENH4X42*21** | OLV112A16A | 34800 | 12.5 | 15 | 35200 | 8.5 | 21400 | 1 | HRCU-A-CB |  |  | 275 | 781 | Yes
4107673 | Active | Systems | 15 SEER N SERIES R410A HP | COMFORTMAKER | NXH537GKA* |  | ENH4X42*21** | OLV154F20A | 35600 | 12.5 | 15 | 35600 | 8.5 | 21600 | 1 | HRCU-A-CB |  |  | 281 | 781 | Yes
5421128 | Active | Systems | 15 SEER N SERIES R410A HP | COMFORTMAKER | NXH537GKA* |  | ENH4X48*21** | MV12**17C* | 35600 | 13 | 15.5 | 35000 | 8.5 | 21000 | 1 | HRCU-A-CB |  |  | 272 | 781 | Yes
5421129 | Active | Systems | 15 SEER N SERIES R410A HP | COMFORTMAKER | NXH537GKA* |  | ENH4X48*21** | MV16**21C* | 35400 | 13 | 15.5 | 35000 | 8.5 | 21000 | 1 | HRCU-A-CB |  |  | 270 | 781 | Yes
3918187 | Active | Systems | 15 SEER N SERIES R410A HP | COMFORTMAKER | NXH537GKA* |  | FEM4P42**A*+TXV |  | 35600 | 12.5 | 15 | 35400 | 8.5 | 21400 | 1 | HRCU-A-CB |  |  | 281 | 781 | Yes
3918193 | Active | Systems | 15 SEER N SERIES R410A HP | COMFORTMAKER | NXH537GKA* |  | FVM4X48**** |  | 35800 | 13 | 15 | 35000 | 8.5 | 21000 | 1 | HRCU-A-CB |  |  | 283 | 781 | Yes
3918194 | Active | Systems | 15 SEER N SERIES R410A HP | COMFORTMAKER | NXH537GKA* |  | FVM4X60**** |  | 36000 | 13 | 15 | 35200 | 9 | 21000 | 1 | HRCU-A-CB |  |  | 284 | 737 | Yes
3918117 | Active | Systems | 15 SEER N SERIES R410A HP | COMFORTMAKER | NXH537GKA* |  | FXM4X36**A* |  | 35600 | 13 | 15.5 | 35400 | 8.5 | 21400 | 1 | HRCU-A-CB | Yes |  | 272 | 781 | Yes
3918190 | Active | Systems | 15 SEER N SERIES R410A HP | COMFORTMAKER | NXH537GKA* |  | FXM4X42**A* |  | 35600 | 13 | 15.5 | 35400 | 8.5 | 21400 | 1 | HRCU-A-CB |  |  | 272 | 781 | Yes
5295266 | Active | Systems | 15 SEER N SERIES R410A HP | COMFORTMAKER | NXH542GKA* |  | EA*4X48*24A* | *8MV*1352422** | 41500 | 12.5 | 15 | 42000 | 8.5 | 25800 | 1 | HRCU-A-CB |  |  | 328 | 892 | Yes
4837285 | Active | Systems | 15 SEER N SERIES R410A HP | COMFORTMAKER | NXH542GKA* |  | EA*4X48*24A* | *9MV*1202422A** | 41500 | 12.5 | 15 | 42000 | 8.5 | 26000 | 1 | HRCU-A-CB |  |  | 328 | 892 | Yes
4837375 | Active | Systems | 15 SEER N SERIES R410A HP | COMFORTMAKER | NXH542GKA* |  | EA*4X48*24A* | *9MX*1202422A** | 42000 | 12.5 | 15 | 42000 | 8.5 | 26200 | 1 | HRCU-A-CB |  |  | 332 | 892 | Yes
5421394 | Active | Systems | 15 SEER N SERIES R410A HP | COMFORTMAKER | NXH542GKA* |  | EA*4X48*24A* | MV16**21C* | 42000 | 12.5 | 15 | 42000 | 8.5 | 26000 | 1 | HRCU-A-CB |  |  | 332 | 892 | Yes
5421395 | Active | Systems | 15 SEER N SERIES R410A HP | COMFORTMAKER | NXH542GKA* |  | EA*4X48*24A* | MV20**24C* | 41500 | 12.5 | 15 | 42000 | 8.5 | 25800 | 1 | HRCU-A-CB |  |  | 328 | 892 | Yes
5421396 | Active | Systems | 15 SEER N SERIES R410A HP | COMFORTMAKER | NXH542GKA* |  | EA*4X60*21A* | MV12**17C* | 42000 | 12.7 | 15 | 42000 | 8.5 | 26200 | 1 | HRCU-A-CB |  |  | 332 | 892 | Yes
5421397 | Active | Systems | 15 SEER N SERIES R410A HP | COMFORTMAKER | NXH542GKA* |  | EA*4X60*21A* | MV16**21C* | 42000 | 12.7 | 15.2 | 42000 | 8.5 | 26000 | 1 | HRCU-A-CB |  |  | 327 | 892 | Yes
5421398 | Active | Systems | 15 SEER N SERIES R410A HP | COMFORTMAKER | NXH542GKA* |  | EA*4X60*24A* | MV16**21C* | 42000 | 12.7 | 15.2 | 42000 | 8.5 | 26000 | 1 | HRCU-A-CB |  |  | 327 | 892 | Yes
5421399 | Active | Systems | 15 SEER N SERIES R410A HP | COMFORTMAKER | NXH542GKA* |  | EA*4X60*24A* | MV20**24C* | 42000 | 12.7 | 15.2 | 42000 | 8.8 | 25800 | 1 | HRCU-A-CB |  |  | 327 | 862 | Yes
3981794 | Discontinued | Systems | 15 SEER N SERIES R410A HP | COMFORTMAKER | NXH542GKA* |  | ED*4X48F** | *8MV*0901716** | 41500 | 12.5 | 15 | 42000 | 8.5 | 26000 | 1 | HRCU-A-CB |  |  | 328 | 892 | Yes
3981796 | Discontinued | Systems | 15 SEER N SERIES R410A HP | COMFORTMAKER | NXH542GKA* |  | ED*4X48J** | *8MV*1102120** | 41500 | 12.5 | 15 | 42000 | 8.5 | 26000 | 1 | HRCU-A-CB |  |  | 328 | 892 | Yes
3981797 | Discontinued | Systems | 15 SEER N SERIES R410A HP | COMFORTMAKER | NXH542GKA* |  | ED*4X48J** | *8MX*0902116** | 41500 | 12.5 | 15 | 42000 | 8.5 | 26000 | 1 | HRCU-A-CB |  |  | 328 | 892 | Yes
3981798 | Discontinued | Systems | 15 SEER N SERIES R410A HP | COMFORTMAKER | NXH542GKA* |  | ED*4X48J** | *8MX*1102120** | 41500 | 12.5 | 15 | 42000 | 8.5 | 25800 | 1 | HRCU-A-CB |  |  | 328 | 892 | Yes
3981799 | Discontinued | Systems | 15 SEER N SERIES R410A HP | COMFORTMAKER | NXH542GKA* |  | ED*4X48L** | *8MV*1352422** | 41500 | 12.5 | 15 | 42000 | 8.5 | 25800 | 1 | HRCU-A-CB |  |  | 328 | 892 | Yes
3981800 | Discontinued | Systems | 15 SEER N SERIES R410A HP | COMFORTMAKER | NXH542GKA* |  | ED*4X48L** | *8MX*1352420** | 42000 | 12.5 | 15 | 42000 | 8.5 | 26000 | 1 | HRCU-A-CB |  |  | 332 | 892 | Yes
4837299 | Discontinued | Systems | 15 SEER N SERIES R410A HP | COMFORTMAKER | NXH542GKA* |  | ED*4X48L** | *9MV*1202422A** | 41500 | 12.5 | 15 | 42000 | 8.5 | 26000 | 1 | HRCU-A-CB |  |  | 328 | 892 | Yes
4837351 | Discontinued | Systems | 15 SEER N SERIES R410A HP | COMFORTMAKER | NXH542GKA* |  | ED*4X48L** | *9MX*1202422A** | 42000 | 12.5 | 15 | 42000 | 8.5 | 26200 | 1 | HRCU-A-CB |  |  | 332 | 892 | Yes
4107981 | Discontinued | Systems | 15 SEER N SERIES R410A HP | COMFORTMAKER | NXH542GKA* |  | ED*4X48L** | OLV154F20A | 42000 | 12.5 | 15 | 42000 | 8.5 | 26600 | 1 | HRCU-A-CB |  |  | 332 | 892 | Yes
3981834 | Active | Systems | 15 SEER N SERIES R410A HP | COMFORTMAKER | NXH542GKA* |  | EHD4X42A** | *8MV*0901716** | 41500 | 12.5 | 15 | 42000 | 8.5 | 26000 | 1 | HRCU-A-CB |  |  | 328 | 892 | Yes
3981838 | Active | Systems | 15 SEER N SERIES R410A HP | COMFORTMAKER | NXH542GKA* |  | EHD4X42A** | *8MX*0902116** | 41500 | 12.5 | 15 | 42000 | 8.5 | 26000 | 1 | HRCU-A-CB |  |  | 328 | 892 | Yes
4837429 | Active | Systems | 15 SEER N SERIES R410A HP | COMFORTMAKER | NXH542GKA* |  | EHD4X42A** | *9MA*1202422A** | 41500 | 12.5 | 15 | 42000 | 8.5 | 25800 | 1 | HRCU-A-CB |  |  | 328 | 892 | Yes
4837433 | Active | Systems | 15 SEER N SERIES R410A HP | COMFORTMAKER | NXH542GKA* |  | EHD4X42A** | *9MX*1202422A** | 42000 | 12.5 | 15 | 42000 | 8.5 | 26200 | 1 | HRCU-A-CB |  |  | 332 | 892 | Yes
5421416 | Active | Systems | 15 SEER N SERIES R410A HP | COMFORTMAKER | NXH542GKA* |  | EHD4X42A** | MV16**21C* | 42000 | 12.5 | 15 | 42000 | 8.5 | 26000 | 1 | HRCU-A-CB |  |  | 332 | 892 | Yes
5421417 | Active | Systems | 15 SEER N SERIES R410A HP | COMFORTMAKER | NXH542GKA* |  | EHD4X42A** | MV20**24C* | 42000 | 12.5 | 15 | 42000 | 8.5 | 25800 | 1 | HRCU-A-CB |  |  | 332 | 892 | Yes
4108128 | Active | Systems | 15 SEER N SERIES R410A HP | COMFORTMAKER | NXH542GKA* |  | EHD4X42A** | OLV154F20A | 42000 | 12.5 | 15 | 42000 | 8.5 | 26800 | 1 | HRCU-A-CB |  |  | 332 | 892 | Yes
3981843 | Active | Systems | 15 SEER N SERIES R410A HP | COMFORTMAKER | NXH542GKA* |  | EHD4X48A** | *8MV*1102120** | 41500 | 12.5 | 15 | 42000 | 8.5 | 26000 | 1 | HRCU-A-CB |  |  | 328 | 892 | Yes
3981844 | Active | Systems | 15 SEER N SERIES R410A HP | COMFORTMAKER | NXH542GKA* |  | EHD4X48A** | *8MV*1352422** | 42000 | 12.5 | 15 | 42000 | 8.5 | 25800 | 1 | HRCU-A-CB |  |  | 332 | 892 | Yes
3981846 | Active | Systems | 15 SEER N SERIES R410A HP | COMFORTMAKER | NXH542GKA* |  | EHD4X48A** | *8MX*0902116** | 42000 | 12.5 | 15 | 42000 | 8.5 | 26000 | 1 | HRCU-A-CB |  |  | 332 | 892 | Yes
3981847 | Active | Systems | 15 SEER N SERIES R410A HP | COMFORTMAKER | NXH542GKA* |  | EHD4X48A** | *8MX*1102120** | 42000 | 12.5 | 15 | 42000 | 8.5 | 26000 | 1 | HRCU-A-CB |  |  | 332 | 892 | Yes
5375576 | Active | Systems | 15 SEER N SERIES R410A HP | COMFORTMAKER | NXH542GKA* |  | EHD4X48A** | *9MA*1002122A** | 42000 | 12.5 | 15 | 42000 | 8.5 | 26000 | 1 | HRCU-A-CB |  |  | 332 | 892 | Yes
4837437 | Active | Systems | 15 SEER N SERIES R410A HP | COMFORTMAKER | NXH542GKA* |  | EHD4X48A** | *9MA*1202422A** | 41500 | 12.5 | 15 | 42000 | 8.5 | 25800 | 1 | HRCU-A-CB |  |  | 328 | 892 | Yes
4837330 | Active | Systems | 15 SEER N SERIES R410A HP | COMFORTMAKER | NXH542GKA* |  | EHD4X48A** | *9MV*1202422A** | 42000 | 12.5 | 15 | 42000 | 8.5 | 26000 | 1 | HRCU-A-CB |  |  | 332 | 892 | Yes
4837441 | Active | Systems | 15 SEER N SERIES R410A HP | COMFORTMAKER | NXH542GKA* |  | EHD4X48A** | *9MX*1202422A** | 42000 | 12.5 | 15 | 42000 | 8.5 | 26200 | 1 | HRCU-A-CB |  |  | 332 | 892 | Yes
5421418 | Active | Systems | 15 SEER N SERIES R410A HP | COMFORTMAKER | NXH542GKA* |  | EHD4X48A** | MV12**17C* | 42000 | 12.5 | 15 | 42000 | 8.5 | 26200 | 1 | HRCU-A-CB |  |  | 332 | 892 | Yes
5421419 | Active | Systems | 15 SEER N SERIES R410A HP | COMFORTMAKER | NXH542GKA* |  | EHD4X48A** | MV16**21C* | 42000 | 12.7 | 15 | 42000 | 8.5 | 26000 | 1 | HRCU-A-CB |  |  | 332 | 892 | Yes
5421420 | Active | Systems | 15 SEER N SERIES R410A HP | COMFORTMAKER | NXH542GKA* |  | EHD4X48A** | MV20**24C* | 42000 | 12.7 | 15 | 42000 | 8.5 | 26000 | 1 | HRCU-A-CB |  |  | 332 | 892 | Yes
3981862 | Active | Systems | 15 SEER N SERIES R410A HP | COMFORTMAKER | NXH542GKA* |  | EHD4X48A** | NOMV156E19* | 41500 | 12.5 | 15 | 42000 | 8.5 | 26000 | 1 | HRCU-A-CB |  |  | 328 | 892 | Yes
4108149 | Active | Systems | 15 SEER N SERIES R410A HP | COMFORTMAKER | NXH542GKA* |  | EHD4X48A** | OLV154F20A | 42000 | 12.5 | 15 | 42000 | 8.5 | 26800 | 1 | HRCU-A-CB |  |  | 332 | 892 | Yes
5421421 | Active | Systems | 15 SEER N SERIES R410A HP | COMFORTMAKER | NXH542GKA* |  | EHD4X60A** | MV12**17C* | 42000 | 12.7 | 15.2 | 42000 | 8.5 | 26200 | 1 | HRCU-A-CB |  |  | 327 | 892 | Yes
5421422 | Active | Systems | 15 SEER N SERIES R410A HP | COMFORTMAKER | NXH542GKA* |  | EHD4X60A** | MV16**21C* | 42000 | 13 | 15.5 | 42000 | 8.8 | 26000 | 1 | HRCU-A-CB |  |  | 321 | 862 | Yes
5421423 | Active | Systems | 15 SEER N SERIES R410A HP | COMFORTMAKER | NXH542GKA* |  | EHD4X60A** | MV20**24C* | 42000 | 13 | 15.5 | 42000 | 8.8 | 26000 | 1 | HRCU-A-CB |  |  | 321 | 862 | Yes
3981813 | Active | Systems | 15 SEER N SERIES R410A HP | COMFORTMAKER | NXH542GKA* |  | EN(A,D)4X48*24** | *8MV*1352422** | 41500 | 12.5 | 15 | 42000 | 8.5 | 25800 | 1 | HRCU-A-CB |  |  | 328 | 892 | Yes
3981814 | Active | Systems | 15 SEER N SERIES R410A HP | COMFORTMAKER | NXH542GKA* |  | EN(A,D)4X48*24** | *8MX*1352420** | 42000 | 12.5 | 15 | 42000 | 8.5 | 26000 | 1 | HRCU-A-CB |  |  | 332 | 892 | Yes
4837399 | Active | Systems | 15 SEER N SERIES R410A HP | COMFORTMAKER | NXH542GKA* |  | EN(A,D)4X48*24** | *9MA*1202422A** | 41500 | 12.5 | 15 | 42000 | 8.5 | 25600 | 1 | HRCU-A-CB |  |  | 328 | 892 | Yes
4837311 | Active | Systems | 15 SEER N SERIES R410A HP | COMFORTMAKER | NXH542GKA* |  | EN(A,D)4X48*24** | *9MV*1202422A** | 41500 | 12.5 | 15 | 42000 | 8.5 | 26000 | 1 | HRCU-A-CB |  |  | 328 | 892 | Yes
4837401 | Active | Systems | 15 SEER N SERIES R410A HP | COMFORTMAKER | NXH542GKA* |  | EN(A,D)4X48*24** | *9MX*1202422A** | 42000 | 12.5 | 15 | 42000 | 8.5 | 26200 | 1 | HRCU-A-CB |  |  | 332 | 892 | Yes
5421405 | Active | Systems | 15 SEER N SERIES R410A HP | COMFORTMAKER | NXH542GKA* |  | EN(A,D)4X48*24** | MV16**21C* | 42000 | 12.7 | 15 | 42000 | 8.5 | 26000 | 1 | HRCU-A-CB |  |  | 332 | 892 | Yes
5421406 | Active | Systems | 15 SEER N SERIES R410A HP | COMFORTMAKER | NXH542GKA* |  | EN(A,D)4X48*24** | MV20**24C* | 42000 | 12.7 | 15 | 42000 | 8.5 | 25800 | 1 | HRCU-A-CB |  |  | 332 | 892 | Yes
4108044 | Active | Systems | 15 SEER N SERIES R410A HP | COMFORTMAKER | NXH542GKA* |  | EN(A,D)4X48*24** | OLV154F20A | 42000 | 12.5 | 15 | 42000 | 8.5 | 26600 | 1 | HRCU-A-CB |  |  | 332 | 892 | Yes
3981809 | Active | Systems | 15 SEER N SERIES R410A HP | COMFORTMAKER | NXH542GKA* |  | EN(A,D,W)4X48*21** | *8MV*1102120** | 41500 | 12.5 | 15 | 42000 | 8.5 | 25800 | 1 | HRCU-A-CB |  |  | 328 | 892 | Yes
3981810 | Active | Systems | 15 SEER N SERIES R410A HP | COMFORTMAKER | NXH542GKA* |  | EN(A,D,W)4X48*21** | *8MX*0902116** | 42000 | 12.5 | 15 | 42000 | 8.5 | 26000 | 1 | HRCU-A-CB |  |  | 332 | 892 | Yes
3981811 | Active | Systems | 15 SEER N SERIES R410A HP | COMFORTMAKER | NXH542GKA* |  | EN(A,D,W)4X48*21** | *8MX*1102120** | 42000 | 12.5 | 15 | 42000 | 8.5 | 26000 | 1 | HRCU-A-CB |  |  | 332 | 892 | Yes
5421404 | Active | Systems | 15 SEER N SERIES R410A HP | COMFORTMAKER | NXH542GKA* |  | EN(A,D,W)4X48*21** | MV16**21C* | 42000 | 12.7 | 15 | 42000 | 8.5 | 26000 | 1 | HRCU-A-CB |  |  | 332 | 892 | Yes
3981857 | Active | Systems | 15 SEER N SERIES R410A HP | COMFORTMAKER | NXH542GKA* |  | EN(A,D,W)4X48*21** | NOMV156E19* | 41500 | 12.5 | 15 | 42000 | 8.5 | 25800 | 1 | HRCU-A-CB |  |  | 328 | 892 | Yes
5421407 | Active | Systems | 15 SEER N SERIES R410A HP | COMFORTMAKER | NXH542GKA* |  | EN(A,D,W)4X60*24** | MV16**21C* | 42000 | 12.7 | 15.2 | 42000 | 8.5 | 26000 | 1 | HRCU-A-CB |  |  | 327 | 892 | Yes
5421408 | Active | Systems | 15 SEER N SERIES R410A HP | COMFORTMAKER | NXH542GKA* |  | EN(A,D,W)4X60*24** | MV20**24C* | 42000 | 12.7 | 15.2 | 42000 | 8.8 | 25800 | 1 | HRCU-A-CB |  |  | 327 | 862 | Yes
3981826 | Active | Systems | 15 SEER N SERIES R410A HP | COMFORTMAKER | NXH542GKA* |  | ENH4X48*21** | *8MV*0901716** | 41500 | 12.5 | 15 | 42000 | 8.5 | 25800 | 1 | HRCU-A-CB |  |  | 328 | 892 | Yes
3981827 | Active | Systems | 15 SEER N SERIES R410A HP | COMFORTMAKER | NXH542GKA* |  | ENH4X48*21** | *8MV*1102120** | 41500 | 12.5 | 15 | 42000 | 8.5 | 25800 | 1 | HRCU-A-CB |  |  | 328 | 892 | Yes
3981828 | Active | Systems | 15 SEER N SERIES R410A HP | COMFORTMAKER | NXH542GKA* |  | ENH4X48*21** | *8MV*1352422** | 41500 | 12.5 | 15 | 42000 | 8.5 | 25800 | 1 | HRCU-A-CB |  |  | 328 | 892 | Yes
3981830 | Active | Systems | 15 SEER N SERIES R410A HP | COMFORTMAKER | NXH542GKA* |  | ENH4X48*21** | *8MX*0902116** | 42000 | 12.5 | 15 | 42000 | 8.5 | 26000 | 1 | HRCU-A-CB |  |  | 332 | 892 | Yes
3981831 | Active | Systems | 15 SEER N SERIES R410A HP | COMFORTMAKER | NXH542GKA* |  | ENH4X48*21** | *8MX*1102120** | 42000 | 12.5 | 15 | 42000 | 8.5 | 26000 | 1 | HRCU-A-CB |  |  | 332 | 892 | Yes
3981832 | Active | Systems | 15 SEER N SERIES R410A HP | COMFORTMAKER | NXH542GKA* |  | ENH4X48*21** | *8MX*1352420** | 42000 | 12.5 | 15 | 42000 | 8.5 | 26000 | 1 | HRCU-A-CB |  |  | 332 | 892 | Yes
4837421 | Active | Systems | 15 SEER N SERIES R410A HP | COMFORTMAKER | NXH542GKA* |  | ENH4X48*21** | *9MA*1202422A** | 41500 | 12.5 | 15 | 42000 | 8.5 | 25600 | 1 | HRCU-A-CB |  |  | 328 | 892 | Yes
4837323 | Active | Systems | 15 SEER N SERIES R410A HP | COMFORTMAKER | NXH542GKA* |  | ENH4X48*21** | *9MV*1202422A** | 41500 | 12.5 | 15 | 42000 | 8.5 | 26000 | 1 | HRCU-A-CB |  |  | 328 | 892 | Yes
4837425 | Active | Systems | 15 SEER N SERIES R410A HP | COMFORTMAKER | NXH542GKA* |  | ENH4X48*21** | *9MX*1202422A** | 42000 | 12.5 | 15 | 42000 | 8.5 | 26200 | 1 | HRCU-A-CB |  |  | 332 | 892 | Yes
5421412 | Active | Systems | 15 SEER N SERIES R410A HP | COMFORTMAKER | NXH542GKA* |  | ENH4X48*21** | MV16**21C* | 42000 | 12.7 | 15 | 42000 | 8.5 | 26000 | 1 | HRCU-A-CB |  |  | 332 | 892 | Yes
3981860 | Active | Systems | 15 SEER N SERIES R410A HP | COMFORTMAKER | NXH542GKA* |  | ENH4X48*21** | NOMV156E19* | 41500 | 12.5 | 15 | 42000 | 8.5 | 25800 | 1 | HRCU-A-CB |  |  | 328 | 892 | Yes
4108107 | Active | Systems | 15 SEER N SERIES R410A HP | COMFORTMAKER | NXH542GKA* |  | ENH4X48*21** | OLV154F20A | 42000 | 12.5 | 15 | 42000 | 8.5 | 26600 | 1 | HRCU-A-CB |  |  | 332 | 892 | Yes
5421413 | Active | Systems | 15 SEER N SERIES R410A HP | COMFORTMAKER | NXH542GKA* |  | ENH4X60*24** | MV16**21C* | 42000 | 12.7 | 15.2 | 42000 | 8.5 | 26000 | 1 | HRCU-A-CB |  |  | 327 | 892 | Yes
5421414 | Active | Systems | 15 SEER N SERIES R410A HP | COMFORTMAKER | NXH542GKA* |  | ENH4X60*24** | MV20**24C* | 42000 | 12.7 | 15.2 | 42000 | 8.8 | 25800 | 1 | HRCU-A-CB |  |  | 327 | 862 | Yes
3693075 | Active | Systems | 15 SEER N SERIES R410A HP | COMFORTMAKER | NXH542GKA* |  | FEM4P48**A*+TXV |  | 42000 | 12.5 | 15 | 42000 | 8.5 | 26400 | 1 | HRCU-A-CB |  |  | 332 | 892 | Yes
3670770 | Active | Systems | 15 SEER N SERIES R410A HP | COMFORTMAKER | NXH542GKA* |  | FVM4X48**** |  | 42000 | 12.5 | 15.5 | 42000 | 8.7 | 25800 | 1 | HRCU-A-CB |  |  | 321 | 872 | Yes
3670791 | Active | Systems | 15 SEER N SERIES R410A HP | COMFORTMAKER | NXH542GKA* |  | FVM4X60**** |  | 42000 | 13 | 16 | 42000 | 8.7 | 25800 | 1 | HRCU-A-CB |  |  | 311 | 872 | Yes
3670868 | Active | Systems | 15 SEER N SERIES R410A HP | COMFORTMAKER | NXH542GKA* |  | FXM4X42**A* |  | 41500 | 12.5 | 15 | 36800 | 8.7 | 26400 | 1 | HRCU-A-CB | Yes |  | 328 | 763 | Yes
3670875 | Active | Systems | 15 SEER N SERIES R410A HP | COMFORTMAKER | NXH542GKA* |  | FXM4X48**A* |  | 42000 | 13 | 15.5 | 42000 | 8.6 | 26400 | 1 | HRCU-A-CB |  |  | 321 | 882 | Yes
3652909 | Active | Systems | 15 SEER N SERIES R410A HP | COMFORTMAKER | NXH548GKA* |  | FEM4X60**** |  | 47500 | 12.5 | 15 | 46000 | 8.5 | 29200 | 1 | HRCU-A-CB |  |  | 375 | 1115 | Yes
3670798 | Active | Systems | 15 SEER N SERIES R410A HP | COMFORTMAKER | NXH548GKA* |  | FVM4X60**** |  | 47000 | 12.7 | 15.5 | 44500 | 8.5 | 28400 | 1 | HRCU-A-CB |  |  | 359 | 892 | Yes
3670882 | Active | Systems | 15 SEER N SERIES R410A HP | COMFORTMAKER | NXH548GKA* |  | FXM4X48**A* |  | 47500 | 12.5 | 15 | 45500 | 8.5 | 29000 | 1 | HRCU-A-CB | Yes |  | 375 | 1115 | Yes
3670889 | Active | Systems | 15 SEER N SERIES R410A HP | COMFORTMAKER | NXH548GKA* |  | FXM4X60**A* |  | 48000 | 12.5 | 15 | 45500 | 8.5 | 29000 | 1 | HRCU-A-CB |  |  | 379 | 1115 | Yes
3670896 | Active | Systems | 15 SEER N SERIES R410A HP | COMFORTMAKER | NXH560GKA* |  | FXM4X60**A* |  | 57000 | 12.5 | 15 | 56000 | 8.5 | 35400 | 1 | HRCU-A-CB | Yes |  | 450 | 1339 | Yes