## Tempstar
AHRI Certified Ref # | Model Status | Manufacturer Type | Trade/Brand Name | Outdoor Unit Manufacturer | Outdoor Unit Model | Indoor Unit Manufacturer(Mix-Match) | Indoor Unit Model | Furnace Model | Cooling Capacity (BTUH) | Cooling EER | Cooling SEER | High Heating 47 F Capacity (Btuh) | High Heating 47 F HSPF | Low Heating 17 F Capacity (Btuh) | Phase | ARI Type | HSVTC | Exclusively for Export | Est. National Avg. Annual Operating Cooling Cost ($) | Est. National Avg. Annual Operating Heating Cost ($) | Eligible for Federal Tax Credit
4830822 | Active | Systems | 13 SEER N SERIES R410A HP | TEMPSTAR | N4H342CKA* |  | EHD4X48A** | *9MX*1202422A** | 42000 | 12.5 | 15 | 42000 | 8.5 | 26400 | 1 | HRCU-A-CB |  |  | 332 | 892 | Yes
4830762 | Active | Systems | 13 SEER N SERIES R410A HP | TEMPSTAR | N4H342CKA* |  | EN(A,D)4X48*24** | *9MX*1202422A** | 42000 | 12.5 | 15 | 42000 | 8.5 | 26400 | 1 | HRCU-A-CB |  |  | 332 | 892 | Yes
4830798 | Active | Systems | 13 SEER N SERIES R410A HP | TEMPSTAR | N4H342CKA* |  | ENH4X48*21** | *9MX*1202422A** | 42000 | 12.5 | 15 | 42000 | 8.5 | 26400 | 1 | HRCU-A-CB |  |  | 332 | 892 | Yes
3715803 | Active | Systems | 13 SEER N SERIES R410A HP | TEMPSTAR | N4H342CKA* |  | FVM4X48**** |  | 42000 | 12.5 | 15 | 41000 | 8.5 | 25800 | 1 | HRCU-A-CB |  |  | 332 | 892 | Yes
3715802 | Active | Systems | 13 SEER N SERIES R410A HP | TEMPSTAR | N4H342CKA* |  | FXM4X48**A* |  | 42000 | 12.5 | 15 | 41000 | 8.5 | 26000 | 1 | HRCU-A-CB |  |  | 332 | 892 | Yes
3716161 | Active | Systems | 13 SEER N SERIES R410A HP | TEMPSTAR | N4H348CKA* |  | FVM4X60**** |  | 47500 | 12.5 | 15 | 45000 | 8.5 | 29800 | 1 | HRCU-A-CB |  |  | 375 | 1115 | Yes
4833951 | Active | Systems | 15 SEER N SERIES R410A HP | TEMPSTAR | NXH518GKA* |  | EA*4X24*17A* | *9MV*0801716A** | 18000 | 12.5 | 15 | 18000 | 8.5 | 10700 | 1 | HRCU-A-CB |  |  | 142 | 446 | Yes
3980281 | Discontinued | Systems | 15 SEER N SERIES R410A HP | TEMPSTAR | NXH518GKA* |  | ED*4X24B** | *8MX*0451408** | 17600 | 12.5 | 15 | 17800 | 8.5 | 10700 | 1 | HRCU-A-CB |  |  | 139 | 446 | Yes
4833955 | Discontinued | Systems | 15 SEER N SERIES R410A HP | TEMPSTAR | NXH518GKA* |  | ED*4X24F** | *9MV*0801716A** | 18000 | 12.5 | 15 | 18000 | 8.5 | 10700 | 1 | HRCU-A-CB |  |  | 142 | 446 | Yes
3980297 | Discontinued | Systems | 15 SEER N SERIES R410A HP | TEMPSTAR | NXH518GKA* |  | ED*4X24F** | NOMV106D12* | 17800 | 12.5 | 15 | 17600 | 8.5 | 10500 | 1 | HRCU-A-CB |  |  | 141 | 446 | Yes
5686431 | Active | Systems | 15 SEER N SERIES R410A HP | TEMPSTAR | NXH518GKA* |  | ED*4X24F** | OLV098A12* | 18000 | 12.5 | 15 | 17800 | 8.5 | 10700 | 1 | HRCU-A-CB |  |  | 142 | 446 | Yes
5686425 | Active | Systems | 15 SEER N SERIES R410A HP | TEMPSTAR | NXH518GKA* |  | ED*4X24F** | OMV098J12* | 18000 | 12.5 | 15 | 18000 | 8.5 | 10800 | 1 | HRCU-A-CB |  |  | 142 | 446 | Yes
5686472 | Active | Systems | 15 SEER N SERIES R410A HP | TEMPSTAR | NXH518GKA* |  | EHD4X24A** | OLV098A12* | 18000 | 12.5 | 15 | 18000 | 8.5 | 10800 | 1 | HRCU-A-CB |  |  | 142 | 446 | Yes
5686466 | Active | Systems | 15 SEER N SERIES R410A HP | TEMPSTAR | NXH518GKA* |  | EHD4X24A** | OMV098J12* | 18000 | 12.5 | 15 | 18000 | 8.5 | 10800 | 1 | HRCU-A-CB |  |  | 142 | 446 | Yes
5420297 | Active | Systems | 15 SEER N SERIES R410A HP | TEMPSTAR | NXH518GKA* |  | EHD4X30A** | MV08**14C* | 18000 | 12.7 | 15 | 17600 | 8.5 | 10500 | 1 | HRCU-A-CB |  |  | 142 | 446 | Yes
3980288 | Active | Systems | 15 SEER N SERIES R410A HP | TEMPSTAR | NXH518GKA* |  | EN(A,D)4X24*14** | *8MX*0451408** | 17600 | 12.5 | 15 | 17800 | 8.5 | 10700 | 1 | HRCU-A-CB |  |  | 139 | 446 | Yes
4833963 | Active | Systems | 15 SEER N SERIES R410A HP | TEMPSTAR | NXH518GKA* |  | EN(A,D)4X24*17** | *9MV*0801716A** | 18000 | 12.5 | 15 | 17800 | 8.5 | 10700 | 1 | HRCU-A-CB |  |  | 142 | 446 | Yes
3980299 | Active | Systems | 15 SEER N SERIES R410A HP | TEMPSTAR | NXH518GKA* |  | EN(A,D)4X24*17** | NOMV106D12* | 17800 | 12.5 | 15 | 17600 | 8.5 | 10600 | 1 | HRCU-A-CB |  |  | 141 | 446 | Yes
5686448 | Active | Systems | 15 SEER N SERIES R410A HP | TEMPSTAR | NXH518GKA* |  | EN(A,D)4X24*17** | OLV098A12* | 18000 | 12.5 | 15 | 18000 | 8.5 | 10700 | 1 | HRCU-A-CB |  |  | 142 | 446 | Yes
5686437 | Active | Systems | 15 SEER N SERIES R410A HP | TEMPSTAR | NXH518GKA* |  | EN(A,D)4X24*17** | OMV098J12* | 18000 | 12.5 | 15 | 18000 | 8.5 | 10800 | 1 | HRCU-A-CB |  |  | 142 | 446 | Yes
3980292 | Active | Systems | 15 SEER N SERIES R410A HP | TEMPSTAR | NXH518GKA* |  | ENH4X24*17** | *8MV*0701412** | 17300 | 12.5 | 15 | 17600 | 8.5 | 10500 | 1 | HRCU-A-CB |  |  | 137 | 446 | Yes
3980294 | Active | Systems | 15 SEER N SERIES R410A HP | TEMPSTAR | NXH518GKA* |  | ENH4X24*17** | *8MX*0451408** | 17600 | 12.5 | 15 | 17800 | 8.5 | 10700 | 1 | HRCU-A-CB |  |  | 139 | 446 | Yes
4833966 | Active | Systems | 15 SEER N SERIES R410A HP | TEMPSTAR | NXH518GKA* |  | ENH4X24*17** | *9MV*0801716A** | 18000 | 12.5 | 15 | 17800 | 8.5 | 10700 | 1 | HRCU-A-CB |  |  | 142 | 446 | Yes
3980300 | Active | Systems | 15 SEER N SERIES R410A HP | TEMPSTAR | NXH518GKA* |  | ENH4X24*17** | NOMV106D12* | 17800 | 12.5 | 15 | 17600 | 8.5 | 10600 | 1 | HRCU-A-CB |  |  | 141 | 446 | Yes
5686463 | Active | Systems | 15 SEER N SERIES R410A HP | TEMPSTAR | NXH518GKA* |  | ENH4X24*17** | OLV098A12* | 18000 | 12.5 | 15 | 18000 | 8.5 | 10700 | 1 | HRCU-A-CB |  |  | 142 | 446 | Yes
5686455 | Active | Systems | 15 SEER N SERIES R410A HP | TEMPSTAR | NXH518GKA* |  | ENH4X24*17** | OMV098J12* | 18000 | 12.5 | 15 | 18000 | 8.5 | 10800 | 1 | HRCU-A-CB |  |  | 142 | 446 | Yes
3652794 | Active | Systems | 15 SEER N SERIES R410A HP | TEMPSTAR | NXH518GKA* |  | FEA4X24**A* |  | 17800 | 12.5 | 15 | 17800 | 8.5 | 10700 | 1 | HRCU-A-CB |  |  | 141 | 446 | Yes
3653088 | Active | Systems | 15 SEER N SERIES R410A HP | TEMPSTAR | NXH518GKA* |  | FVM4X24**** |  | 17800 | 12.5 | 15 | 17600 | 8.5 | 10500 | 1 | HRCU-A-CB |  |  | 141 | 446 | Yes
3670816 | Active | Systems | 15 SEER N SERIES R410A HP | TEMPSTAR | NXH518GKA* |  | FXM4X18**A* |  | 17800 | 12.6 | 15.25 | 17800 | 8.5 | 10700 | 1 | HRCU-A-CB | Yes |  | 138 | 446 | Yes
3670823 | Active | Systems | 15 SEER N SERIES R410A HP | TEMPSTAR | NXH518GKA* |  | FXM4X24**A* |  | 18000 | 12.6 | 15.5 | 17800 | 8.5 | 10700 | 1 | HRCU-A-CB |  |  | 137 | 446 | Yes
5420478 | Active | Systems | 15 SEER N SERIES R410A HP | TEMPSTAR | NXH524GKA* |  | EA*4X24*14A* | MV08**14C* | 23600 | 12.5 | 15.2 | 24000 | 8.5 | 14100 | 1 | HRCU-A-CB |  |  | 184 | 558 | Yes
5295008 | Active | Systems | 15 SEER N SERIES R410A HP | TEMPSTAR | NXH524GKA* |  | EA*4X24*17A* | *8MV*0901716** | 23600 | 12.5 | 15.2 | 24000 | 8.5 | 14300 | 1 | HRCU-A-CB |  |  | 184 | 558 | Yes
4834797 | Active | Systems | 15 SEER N SERIES R410A HP | TEMPSTAR | NXH524GKA* |  | EA*4X24*17A* | *9MA*0801714A** | 23400 | 12.5 | 15.2 | 24000 | 8.5 | 14100 | 1 | HRCU-A-CB |  |  | 182 | 558 | Yes
4834736 | Active | Systems | 15 SEER N SERIES R410A HP | TEMPSTAR | NXH524GKA* |  | EA*4X24*17A* | *9MV*0801716A** | 23600 | 12.5 | 15.2 | 24000 | 8.5 | 14400 | 1 | HRCU-A-CB |  |  | 184 | 558 | Yes
4834799 | Active | Systems | 15 SEER N SERIES R410A HP | TEMPSTAR | NXH524GKA* |  | EA*4X24*17A* | *9MX*0601714A** | 23600 | 12.5 | 15.2 | 24000 | 8.5 | 14400 | 1 | HRCU-A-CB |  |  | 184 | 558 | Yes
5420479 | Active | Systems | 15 SEER N SERIES R410A HP | TEMPSTAR | NXH524GKA* |  | EA*4X24*17A* | MV08**14C* | 23600 | 12.5 | 15.2 | 24000 | 8.5 | 14100 | 1 | HRCU-A-CB |  |  | 184 | 558 | Yes
5420480 | Active | Systems | 15 SEER N SERIES R410A HP | TEMPSTAR | NXH524GKA* |  | EA*4X24*17A* | MV12**17C* | 23800 | 12.5 | 15.2 | 24000 | 8.5 | 14400 | 1 | HRCU-A-CB |  |  | 185 | 558 | Yes
5420481 | Active | Systems | 15 SEER N SERIES R410A HP | TEMPSTAR | NXH524GKA* |  | EA*4X30*14A* | MV08**14C* | 23800 | 12.5 | 15.2 | 24000 | 8.5 | 14400 | 1 | HRCU-A-CB |  |  | 185 | 558 | Yes
5295013 | Active | Systems | 15 SEER N SERIES R410A HP | TEMPSTAR | NXH524GKA* |  | EA*4X30*17A* | *8MV*0901716** | 23800 | 12.5 | 15.2 | 24000 | 8.5 | 14400 | 1 | HRCU-A-CB |  |  | 185 | 558 | Yes
4834801 | Active | Systems | 15 SEER N SERIES R410A HP | TEMPSTAR | NXH524GKA* |  | EA*4X30*17A* | *9MA*0601714A** | 23600 | 12.5 | 15.2 | 24000 | 8.5 | 14500 | 1 | HRCU-A-CB |  |  | 184 | 558 | Yes
4834802 | Active | Systems | 15 SEER N SERIES R410A HP | TEMPSTAR | NXH524GKA* |  | EA*4X30*17A* | *9MA*0801714A** | 23600 | 12.6 | 15.5 | 24000 | 8.5 | 14400 | 1 | HRCU-A-CB |  |  | 180 | 558 | Yes
4834739 | Active | Systems | 15 SEER N SERIES R410A HP | TEMPSTAR | NXH524GKA* |  | EA*4X30*17A* | *9MV*0601714A** | 23800 | 12.5 | 15.2 | 24000 | 8.5 | 14500 | 1 | HRCU-A-CB |  |  | 185 | 558 | Yes
4834740 | Active | Systems | 15 SEER N SERIES R410A HP | TEMPSTAR | NXH524GKA* |  | EA*4X30*17A* | *9MV*0801716A** | 24000 | 12.7 | 15.5 | 24000 | 8.5 | 14500 | 1 | HRCU-A-CB |  |  | 183 | 558 | Yes
4834804 | Active | Systems | 15 SEER N SERIES R410A HP | TEMPSTAR | NXH524GKA* |  | EA*4X30*17A* | *9MX*0601714A** | 23800 | 12.65 | 15.5 | 24000 | 8.5 | 14500 | 1 | HRCU-A-CB |  |  | 182 | 558 | Yes
5420482 | Active | Systems | 15 SEER N SERIES R410A HP | TEMPSTAR | NXH524GKA* |  | EA*4X30*17A* | MV08**14C* | 23800 | 12.5 | 15.2 | 24000 | 8.5 | 14300 | 1 | HRCU-A-CB |  |  | 185 | 558 | Yes
5420483 | Active | Systems | 15 SEER N SERIES R410A HP | TEMPSTAR | NXH524GKA* |  | EA*4X30*17A* | MV12**17C* | 23800 | 12.7 | 15.5 | 24000 | 8.5 | 14400 | 1 | HRCU-A-CB |  |  | 182 | 558 | Yes
5420484 | Active | Systems | 15 SEER N SERIES R410A HP | TEMPSTAR | NXH524GKA* |  | EA*4X36*14A* | MV08**14C* | 23800 | 12.5 | 15.5 | 24000 | 8.5 | 14400 | 1 | HRCU-A-CB |  |  | 182 | 558 | Yes
5420485 | Active | Systems | 15 SEER N SERIES R410A HP | TEMPSTAR | NXH524GKA* |  | EA*4X36*17A* | MV08**14C* | 23800 | 12.5 | 15.5 | 24000 | 8.5 | 14300 | 1 | HRCU-A-CB |  |  | 182 | 558 | Yes
5420486 | Active | Systems | 15 SEER N SERIES R410A HP | TEMPSTAR | NXH524GKA* |  | EA*4X36*17A* | MV12**17C* | 24000 | 12.7 | 15.5 | 24000 | 8.5 | 14400 | 1 | HRCU-A-CB |  |  | 183 | 558 | Yes
5420487 | Active | Systems | 15 SEER N SERIES R410A HP | TEMPSTAR | NXH524GKA* |  | EA*4X36*21A* | MV12**17C* | 24000 | 12.7 | 15.5 | 24000 | 8.5 | 14400 | 1 | HRCU-A-CB |  |  | 183 | 558 | Yes
3980565 | Discontinued | Systems | 15 SEER N SERIES R410A HP | TEMPSTAR | NXH524GKA* |  | ED*4X24B** | *8MV*0701412** | 23400 | 12.5 | 15 | 24000 | 8.5 | 14100 | 1 | HRCU-A-CB |  |  | 185 | 558 | Yes
3980566 | Discontinued | Systems | 15 SEER N SERIES R410A HP | TEMPSTAR | NXH524GKA* |  | ED*4X24B** | *8MX*0451408** | 23400 | 12.5 | 15 | 24000 | 8.5 | 14500 | 1 | HRCU-A-CB |  |  | 185 | 558 | Yes
3980567 | Discontinued | Systems | 15 SEER N SERIES R410A HP | TEMPSTAR | NXH524GKA* |  | ED*4X24F** | *8MV*0901716** | 23400 | 12.5 | 15.5 | 24000 | 8.5 | 14300 | 1 | HRCU-A-CB |  |  | 179 | 558 | Yes
4834787 | Discontinued | Systems | 15 SEER N SERIES R410A HP | TEMPSTAR | NXH524GKA* |  | ED*4X24F** | *9MA*0801714A** | 23400 | 12.5 | 15.2 | 24000 | 8.5 | 14100 | 1 | HRCU-A-CB |  |  | 182 | 558 | Yes
4834743 | Discontinued | Systems | 15 SEER N SERIES R410A HP | TEMPSTAR | NXH524GKA* |  | ED*4X24F** | *9MV*0801716A** | 23600 | 12.5 | 15.2 | 24000 | 8.5 | 14400 | 1 | HRCU-A-CB |  |  | 184 | 558 | Yes
4834789 | Discontinued | Systems | 15 SEER N SERIES R410A HP | TEMPSTAR | NXH524GKA* |  | ED*4X24F** | *9MX*0601714A** | 23600 | 12.5 | 15.2 | 24000 | 8.5 | 14400 | 1 | HRCU-A-CB |  |  | 184 | 558 | Yes
3980600 | Discontinued | Systems | 15 SEER N SERIES R410A HP | TEMPSTAR | NXH524GKA* |  | ED*4X24F** | NOMV106D12* | 23400 | 12.5 | 15 | 24000 | 8.5 | 14100 | 1 | HRCU-A-CB |  |  | 185 | 558 | Yes
5686490 | Active | Systems | 15 SEER N SERIES R410A HP | TEMPSTAR | NXH524GKA* |  | ED*4X24F** | OLV098A12* | 23800 | 12.5 | 15 | 24000 | 8.5 | 14500 | 1 | HRCU-A-CB |  |  | 188 | 558 | Yes
5686484 | Active | Systems | 15 SEER N SERIES R410A HP | TEMPSTAR | NXH524GKA* |  | ED*4X24F** | OMV098J12* | 23800 | 12.5 | 15 | 24000 | 8.5 | 14600 | 1 | HRCU-A-CB |  |  | 188 | 558 | Yes
3980568 | Discontinued | Systems | 15 SEER N SERIES R410A HP | TEMPSTAR | NXH524GKA* |  | ED*4X30B** | *8MV*0701412** | 23400 | 12.5 | 15.5 | 24000 | 8.5 | 14400 | 1 | HRCU-A-CB |  |  | 179 | 558 | Yes
3980569 | Discontinued | Systems | 15 SEER N SERIES R410A HP | TEMPSTAR | NXH524GKA* |  | ED*4X30B** | *8MX*0451408** | 23400 | 12.5 | 15.25 | 24000 | 8.5 | 14600 | 1 | HRCU-A-CB |  |  | 182 | 558 | Yes
3980570 | Discontinued | Systems | 15 SEER N SERIES R410A HP | TEMPSTAR | NXH524GKA* |  | ED*4X30F** | *8MV*0901716** | 23400 | 12.5 | 15.5 | 24000 | 8.5 | 14400 | 1 | HRCU-A-CB |  |  | 179 | 558 | Yes
4834791 | Discontinued | Systems | 15 SEER N SERIES R410A HP | TEMPSTAR | NXH524GKA* |  | ED*4X30F** | *9MA*0601714A** | 23600 | 12.5 | 15.2 | 24000 | 8.5 | 14500 | 1 | HRCU-A-CB |  |  | 184 | 558 | Yes
4834792 | Discontinued | Systems | 15 SEER N SERIES R410A HP | TEMPSTAR | NXH524GKA* |  | ED*4X30F** | *9MA*0801714A** | 23600 | 12.6 | 15.5 | 24000 | 8.5 | 14400 | 1 | HRCU-A-CB |  |  | 180 | 558 | Yes
4834746 | Discontinued | Systems | 15 SEER N SERIES R410A HP | TEMPSTAR | NXH524GKA* |  | ED*4X30F** | *9MV*0601714A** | 23800 | 12.5 | 15.2 | 24000 | 8.5 | 14500 | 1 | HRCU-A-CB |  |  | 185 | 558 | Yes
4834747 | Discontinued | Systems | 15 SEER N SERIES R410A HP | TEMPSTAR | NXH524GKA* |  | ED*4X30F** | *9MV*0801716A** | 24000 | 12.7 | 15.5 | 24000 | 8.5 | 14500 | 1 | HRCU-A-CB |  |  | 183 | 558 | Yes
4834794 | Discontinued | Systems | 15 SEER N SERIES R410A HP | TEMPSTAR | NXH524GKA* |  | ED*4X30F** | *9MX*0601714A** | 23800 | 12.65 | 15.5 | 24000 | 8.5 | 14500 | 1 | HRCU-A-CB |  |  | 182 | 558 | Yes
3980601 | Discontinued | Systems | 15 SEER N SERIES R410A HP | TEMPSTAR | NXH524GKA* |  | ED*4X30F** | NOMV106D12* | 23600 | 12.5 | 15 | 24000 | 8.5 | 14300 | 1 | HRCU-A-CB |  |  | 186 | 558 | Yes
5686500 | Active | Systems | 15 SEER N SERIES R410A HP | TEMPSTAR | NXH524GKA* |  | ED*4X30F** | OLV098A12* | 24000 | 12.5 | 15 | 24000 | 8.5 | 14500 | 1 | HRCU-A-CB |  |  | 189 | 558 | Yes
5686493 | Active | Systems | 15 SEER N SERIES R410A HP | TEMPSTAR | NXH524GKA* |  | ED*4X30F** | OMV098J12* | 24000 | 12.5 | 15 | 24000 | 8.5 | 14600 | 1 | HRCU-A-CB |  |  | 189 | 558 | Yes
4834838 | Active | Systems | 15 SEER N SERIES R410A HP | TEMPSTAR | NXH524GKA* |  | EHD4X24A** | *9MA*0801714A** | 23600 | 12.5 | 15.2 | 24000 | 8.5 | 14400 | 1 | HRCU-A-CB |  |  | 184 | 558 | Yes
4834840 | Active | Systems | 15 SEER N SERIES R410A HP | TEMPSTAR | NXH524GKA* |  | EHD4X24A** | *9MA*1202422A** | 24000 | 12.5 | 15.2 | 24000 | 8.5 | 14600 | 1 | HRCU-A-CB |  |  | 187 | 558 | Yes
4834777 | Active | Systems | 15 SEER N SERIES R410A HP | TEMPSTAR | NXH524GKA* |  | EHD4X24A** | *9MV*0801716A** | 23600 | 12.5 | 15.2 | 24000 | 8.5 | 14400 | 1 | HRCU-A-CB |  |  | 184 | 558 | Yes
4834779 | Active | Systems | 15 SEER N SERIES R410A HP | TEMPSTAR | NXH524GKA* |  | EHD4X24A** | *9MV*1202422A** | 23600 | 12.5 | 15.2 | 24000 | 8.5 | 14100 | 1 | HRCU-A-CB |  |  | 184 | 558 | Yes
4834842 | Active | Systems | 15 SEER N SERIES R410A HP | TEMPSTAR | NXH524GKA* |  | EHD4X24A** | *9MX*0601714A** | 23600 | 12.5 | 15.2 | 24000 | 8.5 | 14400 | 1 | HRCU-A-CB |  |  | 184 | 558 | Yes
5420502 | Active | Systems | 15 SEER N SERIES R410A HP | TEMPSTAR | NXH524GKA* |  | EHD4X24A** | MV08**14C* | 23800 | 12.5 | 15.2 | 24000 | 8.5 | 14400 | 1 | HRCU-A-CB |  |  | 185 | 558 | Yes
5420503 | Active | Systems | 15 SEER N SERIES R410A HP | TEMPSTAR | NXH524GKA* |  | EHD4X24A** | MV12**17C* | 24000 | 12.5 | 15.2 | 24000 | 8.5 | 14500 | 1 | HRCU-A-CB |  |  | 187 | 558 | Yes
5686571 | Active | Systems | 15 SEER N SERIES R410A HP | TEMPSTAR | NXH524GKA* |  | EHD4X24A** | OLV098A12* | 24000 | 12.5 | 15 | 24000 | 8.5 | 14700 | 1 | HRCU-A-CB |  |  | 189 | 558 | Yes
3980593 | Active | Systems | 15 SEER N SERIES R410A HP | TEMPSTAR | NXH524GKA* |  | EHD4X30A** | *8MV*0701412** | 23400 | 12.5 | 15.5 | 24000 | 8.5 | 14400 | 1 | HRCU-A-CB |  |  | 179 | 558 | Yes
3980594 | Active | Systems | 15 SEER N SERIES R410A HP | TEMPSTAR | NXH524GKA* |  | EHD4X30A** | *8MV*0901716** | 23400 | 12.5 | 15.5 | 24000 | 8.5 | 14400 | 1 | HRCU-A-CB |  |  | 179 | 558 | Yes
3980595 | Active | Systems | 15 SEER N SERIES R410A HP | TEMPSTAR | NXH524GKA* |  | EHD4X30A** | *8MV*1102120** | 23400 | 12.5 | 15.5 | 24000 | 8.5 | 14400 | 1 | HRCU-A-CB |  |  | 179 | 558 | Yes
3980596 | Active | Systems | 15 SEER N SERIES R410A HP | TEMPSTAR | NXH524GKA* |  | EHD4X30A** | *8MV*1352422** | 23400 | 12.5 | 15.5 | 24000 | 8.5 | 14400 | 1 | HRCU-A-CB |  |  | 179 | 558 | Yes
3980597 | Active | Systems | 15 SEER N SERIES R410A HP | TEMPSTAR | NXH524GKA* |  | EHD4X30A** | *8MX*0451408** | 23400 | 12.5 | 15.25 | 24000 | 8.5 | 14600 | 1 | HRCU-A-CB |  |  | 182 | 558 | Yes
4834843 | Active | Systems | 15 SEER N SERIES R410A HP | TEMPSTAR | NXH524GKA* |  | EHD4X30A** | *9MA*0601714A** | 23800 | 12.5 | 15.2 | 24000 | 8.5 | 14500 | 1 | HRCU-A-CB |  |  | 185 | 558 | Yes
4834844 | Active | Systems | 15 SEER N SERIES R410A HP | TEMPSTAR | NXH524GKA* |  | EHD4X30A** | *9MA*0801714A** | 23800 | 12.65 | 15.5 | 24000 | 8.5 | 14400 | 1 | HRCU-A-CB |  |  | 182 | 558 | Yes
5374993 | Active | Systems | 15 SEER N SERIES R410A HP | TEMPSTAR | NXH524GKA* |  | EHD4X30A** | *9MA*0802120A** | 24000 | 12.5 | 15.2 | 24000 | 8.5 | 14600 | 1 | HRCU-A-CB |  |  | 187 | 558 | Yes
5374994 | Active | Systems | 15 SEER N SERIES R410A HP | TEMPSTAR | NXH524GKA* |  | EHD4X30A** | *9MA*1002122A** | 24000 | 12.5 | 15.2 | 24000 | 9 | 14600 | 1 | HRCU-A-CB |  |  | 187 | 527 | Yes
4834846 | Active | Systems | 15 SEER N SERIES R410A HP | TEMPSTAR | NXH524GKA* |  | EHD4X30A** | *9MA*1202422A** | 24000 | 12.7 | 15.5 | 24000 | 8.5 | 14500 | 1 | HRCU-A-CB |  |  | 183 | 558 | Yes
4834781 | Active | Systems | 15 SEER N SERIES R410A HP | TEMPSTAR | NXH524GKA* |  | EHD4X30A** | *9MV*0601714A** | 23800 | 12.5 | 15.2 | 24000 | 8.5 | 14500 | 1 | HRCU-A-CB |  |  | 185 | 558 | Yes
4834782 | Active | Systems | 15 SEER N SERIES R410A HP | TEMPSTAR | NXH524GKA* |  | EHD4X30A** | *9MV*0801716A** | 24000 | 12.7 | 15.5 | 24000 | 8.5 | 14500 | 1 | HRCU-A-CB |  |  | 183 | 558 | Yes
5374995 | Active | Systems | 15 SEER N SERIES R410A HP | TEMPSTAR | NXH524GKA* |  | EHD4X30A** | *9MV*0802120A** | 24000 | 12.5 | 15.2 | 24000 | 8.5 | 14500 | 1 | HRCU-A-CB |  |  | 187 | 558 | Yes
5374996 | Active | Systems | 15 SEER N SERIES R410A HP | TEMPSTAR | NXH524GKA* |  | EHD4X30A** | *9MV*1002120A** | 24000 | 12.5 | 15.2 | 24000 | 8.5 | 14500 | 1 | HRCU-A-CB |  |  | 187 | 558 | Yes
4834784 | Active | Systems | 15 SEER N SERIES R410A HP | TEMPSTAR | NXH524GKA* |  | EHD4X30A** | *9MV*1202422A** | 24000 | 12.7 | 15.5 | 24000 | 8.5 | 14500 | 1 | HRCU-A-CB |  |  | 183 | 558 | Yes
4834848 | Active | Systems | 15 SEER N SERIES R410A HP | TEMPSTAR | NXH524GKA* |  | EHD4X30A** | *9MX*0601714A** | 23800 | 12.65 | 15.5 | 24000 | 8.5 | 14500 | 1 | HRCU-A-CB |  |  | 182 | 558 | Yes
5420504 | Active | Systems | 15 SEER N SERIES R410A HP | TEMPSTAR | NXH524GKA* |  | EHD4X30A** | MV08**14C* | 24000 | 12.5 | 15.5 | 24000 | 8.5 | 14400 | 1 | HRCU-A-CB |  |  | 183 | 558 | Yes
5420505 | Active | Systems | 15 SEER N SERIES R410A HP | TEMPSTAR | NXH524GKA* |  | EHD4X30A** | MV12**17C* | 24000 | 12.7 | 15.5 | 24000 | 8.5 | 14400 | 1 | HRCU-A-CB |  |  | 183 | 558 | Yes
3980608 | Active | Systems | 15 SEER N SERIES R410A HP | TEMPSTAR | NXH524GKA* |  | EHD4X30A** | NOMV106D12* | 23800 | 12.5 | 15 | 24000 | 8.5 | 14400 | 1 | HRCU-A-CB |  |  | 188 | 558 | Yes
5686587 | Active | Systems | 15 SEER N SERIES R410A HP | TEMPSTAR | NXH524GKA* |  | EHD4X30A** | OLV098A12* | 24000 | 12.5 | 15 | 24000 | 8.5 | 14600 | 1 | HRCU-A-CB |  |  | 189 | 558 | Yes
5686578 | Active | Systems | 15 SEER N SERIES R410A HP | TEMPSTAR | NXH524GKA* |  | EHD4X30A** | OMV098J12* | 24000 | 12.5 | 15 | 24000 | 8.5 | 14600 | 1 | HRCU-A-CB |  |  | 189 | 558 | Yes
5420506 | Active | Systems | 15 SEER N SERIES R410A HP | TEMPSTAR | NXH524GKA* |  | EHD4X36A** | MV08**14C* | 24000 | 12.7 | 15.5 | 24000 | 8.5 | 14400 | 1 | HRCU-A-CB |  |  | 183 | 558 | Yes
5420507 | Active | Systems | 15 SEER N SERIES R410A HP | TEMPSTAR | NXH524GKA* |  | EHD4X36A** | MV12**17C* | 24000 | 12.7 | 15.5 | 24000 | 9 | 14500 | 1 | HRCU-A-CB |  |  | 183 | 527 | Yes
3980572 | Active | Systems | 15 SEER N SERIES R410A HP | TEMPSTAR | NXH524GKA* |  | EN(A,D)4X24*14** | *8MV*0701412** | 23400 | 12.5 | 15 | 24000 | 8.5 | 14400 | 1 | HRCU-A-CB |  |  | 185 | 558 | Yes
3980575 | Active | Systems | 15 SEER N SERIES R410A HP | TEMPSTAR | NXH524GKA* |  | EN(A,D)4X24*17** | *8MV*0901716** | 23400 | 12.5 | 15 | 24000 | 8.5 | 14400 | 1 | HRCU-A-CB |  |  | 185 | 558 | Yes
3980602 | Active | Systems | 15 SEER N SERIES R410A HP | TEMPSTAR | NXH524GKA* |  | EN(A,D)4X24*17** | NOMV106D12* | 23400 | 12.5 | 15 | 24000 | 8.5 | 14400 | 1 | HRCU-A-CB |  |  | 185 | 558 | Yes
3980577 | Active | Systems | 15 SEER N SERIES R410A HP | TEMPSTAR | NXH524GKA* |  | EN(A,D)4X30*14** | *8MV*0701412** | 23400 | 12.5 | 15.5 | 24000 | 8.5 | 14400 | 1 | HRCU-A-CB |  |  | 179 | 558 | Yes
3980578 | Active | Systems | 15 SEER N SERIES R410A HP | TEMPSTAR | NXH524GKA* |  | EN(A,D)4X30*14** | *8MX*0451408** | 23400 | 12.5 | 15.25 | 24000 | 8.5 | 14600 | 1 | HRCU-A-CB |  |  | 182 | 558 | Yes
5420491 | Active | Systems | 15 SEER N SERIES R410A HP | TEMPSTAR | NXH524GKA* |  | EN(A,D)4X30*14** | MV08**14C* | 23800 | 12.5 | 15.2 | 24000 | 8.5 | 14400 | 1 | HRCU-A-CB |  |  | 185 | 558 | Yes
3980580 | Active | Systems | 15 SEER N SERIES R410A HP | TEMPSTAR | NXH524GKA* |  | EN(A,D)4X30*17** | *8MV*0901716** | 23400 | 12.5 | 15.5 | 24000 | 8.5 | 14400 | 1 | HRCU-A-CB |  |  | 179 | 558 | Yes
4834811 | Active | Systems | 15 SEER N SERIES R410A HP | TEMPSTAR | NXH524GKA* |  | EN(A,D)4X30*17** | *9MA*0601714A** | 23600 | 12.5 | 15.2 | 24000 | 8.5 | 14500 | 1 | HRCU-A-CB |  |  | 184 | 558 | Yes
4834812 | Active | Systems | 15 SEER N SERIES R410A HP | TEMPSTAR | NXH524GKA* |  | EN(A,D)4X30*17** | *9MA*0801714A** | 23600 | 12.6 | 15.5 | 24000 | 8.5 | 14400 | 1 | HRCU-A-CB |  |  | 180 | 558 | Yes
4834755 | Active | Systems | 15 SEER N SERIES R410A HP | TEMPSTAR | NXH524GKA* |  | EN(A,D)4X30*17** | *9MV*0601714A** | 23800 | 12.5 | 15.2 | 24000 | 8.5 | 14500 | 1 | HRCU-A-CB |  |  | 185 | 558 | Yes
4834756 | Active | Systems | 15 SEER N SERIES R410A HP | TEMPSTAR | NXH524GKA* |  | EN(A,D)4X30*17** | *9MV*0801716A** | 24000 | 12.7 | 15.5 | 24000 | 8.5 | 14500 | 1 | HRCU-A-CB |  |  | 183 | 558 | Yes
4834814 | Active | Systems | 15 SEER N SERIES R410A HP | TEMPSTAR | NXH524GKA* |  | EN(A,D)4X30*17** | *9MX*0601714A** | 23800 | 12.65 | 15.5 | 24000 | 8.5 | 14500 | 1 | HRCU-A-CB |  |  | 182 | 558 | Yes
5420492 | Active | Systems | 15 SEER N SERIES R410A HP | TEMPSTAR | NXH524GKA* |  | EN(A,D)4X30*17** | MV08**14C* | 23800 | 12.5 | 15.2 | 24000 | 8.5 | 14300 | 1 | HRCU-A-CB |  |  | 185 | 558 | Yes
5420493 | Active | Systems | 15 SEER N SERIES R410A HP | TEMPSTAR | NXH524GKA* |  | EN(A,D)4X30*17** | MV12**17C* | 24000 | 12.7 | 15.5 | 24000 | 8.5 | 14400 | 1 | HRCU-A-CB |  |  | 183 | 558 | Yes
3980603 | Active | Systems | 15 SEER N SERIES R410A HP | TEMPSTAR | NXH524GKA* |  | EN(A,D)4X30*17** | NOMV106D12* | 23600 | 12.5 | 15 | 24000 | 8.5 | 14300 | 1 | HRCU-A-CB |  |  | 186 | 558 | Yes
5686530 | Active | Systems | 15 SEER N SERIES R410A HP | TEMPSTAR | NXH524GKA* |  | EN(A,D)4X30*17** | OLV098A12* | 24000 | 12.5 | 15 | 24000 | 8.5 | 14500 | 1 | HRCU-A-CB |  |  | 189 | 558 | Yes
5686526 | Active | Systems | 15 SEER N SERIES R410A HP | TEMPSTAR | NXH524GKA* |  | EN(A,D)4X30*17** | OMV098J12* | 24000 | 12.5 | 15 | 24000 | 8.5 | 14600 | 1 | HRCU-A-CB |  |  | 189 | 558 | Yes
5420496 | Active | Systems | 15 SEER N SERIES R410A HP | TEMPSTAR | NXH524GKA* |  | EN(A,D)4X36*21** | MV12**17C* | 24000 | 12.7 | 15.5 | 24000 | 8.5 | 14400 | 1 | HRCU-A-CB |  |  | 183 | 558 | Yes
5420494 | Active | Systems | 15 SEER N SERIES R410A HP | TEMPSTAR | NXH524GKA* |  | EN(A,D,W)4X36*17** | MV08**14C* | 23800 | 12.5 | 15.2 | 24000 | 8.5 | 14300 | 1 | HRCU-A-CB |  |  | 185 | 558 | Yes
5420495 | Active | Systems | 15 SEER N SERIES R410A HP | TEMPSTAR | NXH524GKA* |  | EN(A,D,W)4X36*17** | MV12**17C* | 24000 | 12.7 | 15.5 | 24000 | 8.5 | 14400 | 1 | HRCU-A-CB |  |  | 183 | 558 | Yes
3980582 | Active | Systems | 15 SEER N SERIES R410A HP | TEMPSTAR | NXH524GKA* |  | ENH4X24*17** | *8MV*0701412** | 23400 | 12.5 | 15 | 24000 | 8.5 | 14400 | 1 | HRCU-A-CB |  |  | 185 | 558 | Yes
3980583 | Active | Systems | 15 SEER N SERIES R410A HP | TEMPSTAR | NXH524GKA* |  | ENH4X24*17** | *8MV*0901716** | 23400 | 12.5 | 15 | 24000 | 8.5 | 14400 | 1 | HRCU-A-CB |  |  | 185 | 558 | Yes
3980584 | Active | Systems | 15 SEER N SERIES R410A HP | TEMPSTAR | NXH524GKA* |  | ENH4X24*17** | *8MV*1102120** | 23400 | 12.5 | 15 | 24000 | 8.5 | 14500 | 1 | HRCU-A-CB |  |  | 185 | 558 | Yes
3980585 | Active | Systems | 15 SEER N SERIES R410A HP | TEMPSTAR | NXH524GKA* |  | ENH4X24*17** | *8MV*1352422** | 23400 | 12.5 | 15 | 24000 | 8.5 | 14400 | 1 | HRCU-A-CB |  |  | 185 | 558 | Yes
4834822 | Active | Systems | 15 SEER N SERIES R410A HP | TEMPSTAR | NXH524GKA* |  | ENH4X24*17** | *9MA*1202422A** | 23600 | 12.5 | 15.2 | 24000 | 8.5 | 14500 | 1 | HRCU-A-CB |  |  | 184 | 558 | Yes
4834764 | Active | Systems | 15 SEER N SERIES R410A HP | TEMPSTAR | NXH524GKA* |  | ENH4X24*17** | *9MV*1202422A** | 23400 | 12.5 | 15.2 | 24000 | 8.5 | 14400 | 1 | HRCU-A-CB |  |  | 182 | 558 | Yes
3980605 | Active | Systems | 15 SEER N SERIES R410A HP | TEMPSTAR | NXH524GKA* |  | ENH4X24*17** | NOMV106D12* | 23400 | 12.5 | 15 | 24000 | 8.5 | 14400 | 1 | HRCU-A-CB |  |  | 185 | 558 | Yes
3980588 | Active | Systems | 15 SEER N SERIES R410A HP | TEMPSTAR | NXH524GKA* |  | ENH4X30*17** | *8MV*0701412** | 23400 | 12.5 | 15.5 | 24000 | 8.5 | 14400 | 1 | HRCU-A-CB |  |  | 179 | 558 | Yes
3980589 | Active | Systems | 15 SEER N SERIES R410A HP | TEMPSTAR | NXH524GKA* |  | ENH4X30*17** | *8MV*0901716** | 23400 | 12.5 | 15.5 | 24000 | 8.5 | 14400 | 1 | HRCU-A-CB |  |  | 179 | 558 | Yes
3980590 | Active | Systems | 15 SEER N SERIES R410A HP | TEMPSTAR | NXH524GKA* |  | ENH4X30*17** | *8MV*1102120** | 23400 | 12.5 | 15.5 | 24000 | 8.5 | 14400 | 1 | HRCU-A-CB |  |  | 179 | 558 | Yes
3980591 | Active | Systems | 15 SEER N SERIES R410A HP | TEMPSTAR | NXH524GKA* |  | ENH4X30*17** | *8MV*1352422** | 23400 | 12.5 | 15.5 | 24000 | 8.5 | 14400 | 1 | HRCU-A-CB |  |  | 179 | 558 | Yes
3980592 | Active | Systems | 15 SEER N SERIES R410A HP | TEMPSTAR | NXH524GKA* |  | ENH4X30*17** | *8MX*0451408** | 23400 | 12.5 | 15.25 | 24000 | 8.5 | 14600 | 1 | HRCU-A-CB |  |  | 182 | 558 | Yes
4834825 | Active | Systems | 15 SEER N SERIES R410A HP | TEMPSTAR | NXH524GKA* |  | ENH4X30*17** | *9MA*0601714A** | 23600 | 12.5 | 15.2 | 24000 | 8.5 | 14500 | 1 | HRCU-A-CB |  |  | 184 | 558 | Yes
4834826 | Active | Systems | 15 SEER N SERIES R410A HP | TEMPSTAR | NXH524GKA* |  | ENH4X30*17** | *9MA*0801714A** | 23600 | 12.6 | 15.5 | 24000 | 8.5 | 14400 | 1 | HRCU-A-CB |  |  | 180 | 558 | Yes
4834828 | Active | Systems | 15 SEER N SERIES R410A HP | TEMPSTAR | NXH524GKA* |  | ENH4X30*17** | *9MA*1202422A** | 23800 | 12.7 | 15.5 | 24000 | 8.5 | 14500 | 1 | HRCU-A-CB |  |  | 182 | 558 | Yes
4834766 | Active | Systems | 15 SEER N SERIES R410A HP | TEMPSTAR | NXH524GKA* |  | ENH4X30*17** | *9MV*0601714A** | 23800 | 12.5 | 15.2 | 24000 | 8.5 | 14500 | 1 | HRCU-A-CB |  |  | 185 | 558 | Yes
4834767 | Active | Systems | 15 SEER N SERIES R410A HP | TEMPSTAR | NXH524GKA* |  | ENH4X30*17** | *9MV*0801716A** | 24000 | 12.7 | 15.5 | 24000 | 8.5 | 14500 | 1 | HRCU-A-CB |  |  | 183 | 558 | Yes
4834769 | Active | Systems | 15 SEER N SERIES R410A HP | TEMPSTAR | NXH524GKA* |  | ENH4X30*17** | *9MV*1202422A** | 24000 | 12.7 | 15.5 | 24000 | 8.5 | 14500 | 1 | HRCU-A-CB |  |  | 183 | 558 | Yes
4834830 | Active | Systems | 15 SEER N SERIES R410A HP | TEMPSTAR | NXH524GKA* |  | ENH4X30*17** | *9MX*0601714A** | 23800 | 12.65 | 15.5 | 24000 | 8.5 | 14500 | 1 | HRCU-A-CB |  |  | 182 | 558 | Yes
5420498 | Active | Systems | 15 SEER N SERIES R410A HP | TEMPSTAR | NXH524GKA* |  | ENH4X30*17** | MV08**14C* | 23800 | 12.5 | 15.2 | 24000 | 8.5 | 14400 | 1 | HRCU-A-CB |  |  | 185 | 558 | Yes
5420499 | Active | Systems | 15 SEER N SERIES R410A HP | TEMPSTAR | NXH524GKA* |  | ENH4X30*17** | MV12**17C* | 24000 | 12.7 | 15.5 | 24000 | 8.5 | 14400 | 1 | HRCU-A-CB |  |  | 183 | 558 | Yes
3980606 | Active | Systems | 15 SEER N SERIES R410A HP | TEMPSTAR | NXH524GKA* |  | ENH4X30*17** | NOMV106D12* | 23600 | 12.5 | 15 | 24000 | 8.5 | 14300 | 1 | HRCU-A-CB |  |  | 186 | 558 | Yes
5686557 | Active | Systems | 15 SEER N SERIES R410A HP | TEMPSTAR | NXH524GKA* |  | ENH4X30*17** | OLV098A12* | 24000 | 12.5 | 15 | 24000 | 8.5 | 14500 | 1 | HRCU-A-CB |  |  | 189 | 558 | Yes
5686549 | Active | Systems | 15 SEER N SERIES R410A HP | TEMPSTAR | NXH524GKA* |  | ENH4X30*17** | OMV098J12* | 24000 | 12.5 | 15 | 24000 | 8.5 | 14600 | 1 | HRCU-A-CB |  |  | 189 | 558 | Yes
5420500 | Active | Systems | 15 SEER N SERIES R410A HP | TEMPSTAR | NXH524GKA* |  | ENH4X36*17** | MV08**14C* | 23800 | 12.5 | 15.2 | 24000 | 8.5 | 14300 | 1 | HRCU-A-CB |  |  | 185 | 558 | Yes
5420501 | Active | Systems | 15 SEER N SERIES R410A HP | TEMPSTAR | NXH524GKA* |  | ENH4X36*17** | MV12**17C* | 24000 | 12.7 | 15.5 | 24000 | 8.5 | 14400 | 1 | HRCU-A-CB |  |  | 183 | 558 | Yes
3693037 | Active | Systems | 15 SEER N SERIES R410A HP | TEMPSTAR | NXH524GKA* |  | FEM4P30**A*+TXV |  | 24000 | 12.5 | 15 | 24000 | 8.5 | 14700 | 1 | HRCU-A-CB |  |  | 189 | 558 | Yes
3653095 | Active | Systems | 15 SEER N SERIES R410A HP | TEMPSTAR | NXH524GKA* |  | FVM4X24**** |  | 24000 | 12.5 | 15.75 | 24000 | 9 | 14400 | 1 | HRCU-A-CB |  |  | 180 | 527 | Yes
4385627 | Active | Systems | 15 SEER N SERIES R410A HP | TEMPSTAR | NXH524GKA* |  | FVM4X36**** |  | 24000 | 12.5 | 16 | 24000 | 9 | 14400 | 1 | HRCU-A-CB |  |  | 178 | 527 | Yes
3670830 | Active | Systems | 15 SEER N SERIES R410A HP | TEMPSTAR | NXH524GKA* |  | FXM4X24**A* |  | 24000 | 12.5 | 15.25 | 24000 | 8.7 | 14700 | 1 | HRCU-A-CB | Yes |  | 186 | 545 | Yes
3670837 | Active | Systems | 15 SEER N SERIES R410A HP | TEMPSTAR | NXH524GKA* |  | FXM4X30**A* |  | 24000 | 12.5 | 15 | 24000 | 8.5 | 14500 | 1 | HRCU-A-CB |  |  | 189 | 558 | Yes
5375119 | Active | Systems | 15 SEER N SERIES R410A HP | TEMPSTAR | NXH530GKA* |  | EA*4X36*21A* | *9MA*1002122A** | 28400 | 12.5 | 15 | 27800 | 8.5 | 16800 | 1 | HRCU-A-CB |  |  | 224 | 669 | Yes
5375120 | Active | Systems | 15 SEER N SERIES R410A HP | TEMPSTAR | NXH530GKA* |  | EA*4X36*21A* | *9MV*0802120A** | 28200 | 12.5 | 15 | 27800 | 8.5 | 16800 | 1 | HRCU-A-CB |  |  | 223 | 669 | Yes
5420682 | Active | Systems | 15 SEER N SERIES R410A HP | TEMPSTAR | NXH530GKA* |  | EA*4X36*21A* | MV12**17C* | 28200 | 12.5 | 15 | 27800 | 8.5 | 16600 | 1 | HRCU-A-CB |  |  | 223 | 669 | Yes
5420683 | Active | Systems | 15 SEER N SERIES R410A HP | TEMPSTAR | NXH530GKA* |  | EA*4X42*21A* | MV12**17C* | 28400 | 12.7 | 15 | 27800 | 8.5 | 16700 | 1 | HRCU-A-CB |  |  | 224 | 669 | Yes
3980985 | Discontinued | Systems | 15 SEER N SERIES R410A HP | TEMPSTAR | NXH530GKA* |  | ED*4X36F** | *8MV*0901716** | 28000 | 12.5 | 15.25 | 27600 | 8.5 | 16600 | 1 | HRCU-A-CB |  |  | 217 | 669 | Yes
3980987 | Discontinued | Systems | 15 SEER N SERIES R410A HP | TEMPSTAR | NXH530GKA* |  | ED*4X36J** | *8MV*1102120** | 28000 | 12.5 | 15 | 27800 | 8.5 | 16700 | 1 | HRCU-A-CB |  |  | 221 | 669 | Yes
3980988 | Discontinued | Systems | 15 SEER N SERIES R410A HP | TEMPSTAR | NXH530GKA* |  | ED*4X36J** | *8MX*0902116** | 28200 | 12.5 | 15 | 28000 | 8.5 | 16900 | 1 | HRCU-A-CB |  |  | 223 | 669 | Yes
4835764 | Discontinued | Systems | 15 SEER N SERIES R410A HP | TEMPSTAR | NXH530GKA* |  | ED*4X36J** | *9MV*1202422A** | 28400 | 12.5 | 15.2 | 28000 | 8.5 | 16800 | 1 | HRCU-A-CB |  |  | 221 | 669 | Yes
4106620 | Discontinued | Systems | 15 SEER N SERIES R410A HP | TEMPSTAR | NXH530GKA* |  | ED*4X36J** | OLV112A16A | 28400 | 12.5 | 15 | 28000 | 8.5 | 16900 | 1 | HRCU-A-CB |  |  | 224 | 669 | Yes
3981021 | Active | Systems | 15 SEER N SERIES R410A HP | TEMPSTAR | NXH530GKA* |  | EHD4X36A** | *8MV*0901716** | 28000 | 12.5 | 15.25 | 27800 | 8.5 | 16800 | 1 | HRCU-A-CB |  |  | 217 | 669 | Yes
3981022 | Active | Systems | 15 SEER N SERIES R410A HP | TEMPSTAR | NXH530GKA* |  | EHD4X36A** | *8MV*1102120** | 28000 | 12.5 | 15 | 28000 | 8.5 | 16800 | 1 | HRCU-A-CB |  |  | 221 | 669 | Yes
3981025 | Active | Systems | 15 SEER N SERIES R410A HP | TEMPSTAR | NXH530GKA* |  | EHD4X36A** | *8MX*0902116** | 28200 | 12.5 | 15 | 28200 | 8.5 | 17000 | 1 | HRCU-A-CB |  |  | 223 | 669 | Yes
4835878 | Active | Systems | 15 SEER N SERIES R410A HP | TEMPSTAR | NXH530GKA* |  | EHD4X36A** | *9MA*0801714A** | 28600 | 12.5 | 15 | 28200 | 8.5 | 17000 | 1 | HRCU-A-CB |  |  | 226 | 669 | Yes
5375133 | Active | Systems | 15 SEER N SERIES R410A HP | TEMPSTAR | NXH530GKA* |  | EHD4X36A** | *9MA*0802120A** | 28600 | 12.5 | 15 | 28000 | 8.5 | 16900 | 1 | HRCU-A-CB |  |  | 226 | 669 | Yes
5375134 | Active | Systems | 15 SEER N SERIES R410A HP | TEMPSTAR | NXH530GKA* |  | EHD4X36A** | *9MA*1002122A** | 28800 | 12.7 | 15 | 28200 | 8.5 | 16900 | 1 | HRCU-A-CB |  |  | 227 | 669 | Yes
4835880 | Active | Systems | 15 SEER N SERIES R410A HP | TEMPSTAR | NXH530GKA* |  | EHD4X36A** | *9MA*1202422A** | 28800 | 12.5 | 15.2 | 28000 | 8.5 | 16900 | 1 | HRCU-A-CB |  |  | 224 | 669 | Yes
4835803 | Active | Systems | 15 SEER N SERIES R410A HP | TEMPSTAR | NXH530GKA* |  | EHD4X36A** | *9MV*0801716A** | 28600 | 12.5 | 15 | 28200 | 8.5 | 16900 | 1 | HRCU-A-CB |  |  | 226 | 669 | Yes
5375135 | Active | Systems | 15 SEER N SERIES R410A HP | TEMPSTAR | NXH530GKA* |  | EHD4X36A** | *9MV*0802120A** | 28600 | 12.7 | 15 | 28000 | 8.5 | 16800 | 1 | HRCU-A-CB |  |  | 226 | 669 | Yes
5375136 | Active | Systems | 15 SEER N SERIES R410A HP | TEMPSTAR | NXH530GKA* |  | EHD4X36A** | *9MV*1002120A** | 28400 | 12.5 | 15 | 27800 | 8.5 | 16700 | 1 | HRCU-A-CB |  |  | 224 | 669 | Yes
4835805 | Active | Systems | 15 SEER N SERIES R410A HP | TEMPSTAR | NXH530GKA* |  | EHD4X36A** | *9MV*1202422A** | 28800 | 12.5 | 15.2 | 28000 | 8.5 | 16900 | 1 | HRCU-A-CB |  |  | 224 | 669 | Yes
5420700 | Active | Systems | 15 SEER N SERIES R410A HP | TEMPSTAR | NXH530GKA* |  | EHD4X36A** | MV08**14C* | 28400 | 12.7 | 15 | 27800 | 8.5 | 16700 | 1 | HRCU-A-CB |  |  | 224 | 669 | Yes
5420701 | Active | Systems | 15 SEER N SERIES R410A HP | TEMPSTAR | NXH530GKA* |  | EHD4X36A** | MV12**17C* | 28800 | 12.7 | 15.2 | 28000 | 8.5 | 16800 | 1 | HRCU-A-CB |  |  | 224 | 669 | Yes
5686714 | Active | Systems | 15 SEER N SERIES R410A HP | TEMPSTAR | NXH530GKA* |  | EHD4X36A** | OLV098A12* | 28600 | 12.5 | 15 | 28200 | 8.5 | 17000 | 1 | HRCU-A-CB |  |  | 226 | 669 | Yes
4106851 | Active | Systems | 15 SEER N SERIES R410A HP | TEMPSTAR | NXH530GKA* |  | EHD4X36A** | OLV112A16A | 28800 | 12.5 | 15 | 28200 | 8.5 | 17100 | 1 | HRCU-A-CB |  |  | 227 | 669 | Yes
4106844 | Active | Systems | 15 SEER N SERIES R410A HP | TEMPSTAR | NXH530GKA* |  | EHD4X36A** | OMV112K14A | 28800 | 12.5 | 15 | 28000 | 8.5 | 16900 | 1 | HRCU-A-CB |  |  | 227 | 669 | Yes
5420702 | Active | Systems | 15 SEER N SERIES R410A HP | TEMPSTAR | NXH530GKA* |  | EHD4X42A** | MV08**14C* | 28600 | 12.7 | 15.2 | 27800 | 8.5 | 16700 | 1 | HRCU-A-CB |  |  | 223 | 669 | Yes
5420703 | Active | Systems | 15 SEER N SERIES R410A HP | TEMPSTAR | NXH530GKA* |  | EHD4X42A** | MV12**17C* | 28800 | 12.7 | 15.2 | 28000 | 8.5 | 16800 | 1 | HRCU-A-CB |  |  | 224 | 669 | Yes
3980998 | Active | Systems | 15 SEER N SERIES R410A HP | TEMPSTAR | NXH530GKA* |  | EN(A,D)4X36*21** | *8MV*1102120** | 28000 | 12.5 | 15 | 27800 | 8.5 | 16700 | 1 | HRCU-A-CB |  |  | 221 | 669 | Yes
3980999 | Active | Systems | 15 SEER N SERIES R410A HP | TEMPSTAR | NXH530GKA* |  | EN(A,D)4X36*21** | *8MX*0902116** | 28200 | 12.5 | 15 | 28000 | 8.5 | 16900 | 1 | HRCU-A-CB |  |  | 223 | 669 | Yes
3980995 | Active | Systems | 15 SEER N SERIES R410A HP | TEMPSTAR | NXH530GKA* |  | EN(A,D,W)4X36*17** | *8MV*0901716** | 28000 | 12.5 | 15.25 | 27600 | 8.5 | 16700 | 1 | HRCU-A-CB |  |  | 217 | 669 | Yes
5420692 | Active | Systems | 15 SEER N SERIES R410A HP | TEMPSTAR | NXH530GKA* |  | EN(A,D,W)4X42*21** | MV12**17C* | 28400 | 12.5 | 15 | 27800 | 8.5 | 16700 | 1 | HRCU-A-CB |  |  | 224 | 669 | Yes
5420690 | Active | Systems | 15 SEER N SERIES R410A HP | TEMPSTAR | NXH530GKA* |  | END4X42*17** | MV08**14C* | 28400 | 12.7 | 15 | 27800 | 8.5 | 16700 | 1 | HRCU-A-CB |  |  | 224 | 669 | Yes
5420691 | Active | Systems | 15 SEER N SERIES R410A HP | TEMPSTAR | NXH530GKA* |  | END4X42*17** | MV12**17C* | 28600 | 12.7 | 15 | 28000 | 8.5 | 16800 | 1 | HRCU-A-CB |  |  | 226 | 669 | Yes
3981009 | Active | Systems | 15 SEER N SERIES R410A HP | TEMPSTAR | NXH530GKA* |  | ENH4X36*17** | *8MV*0901716** | 28000 | 12.5 | 15.25 | 27600 | 8.5 | 16700 | 1 | HRCU-A-CB |  |  | 217 | 669 | Yes
3981010 | Active | Systems | 15 SEER N SERIES R410A HP | TEMPSTAR | NXH530GKA* |  | ENH4X36*17** | *8MV*1102120** | 28000 | 12.5 | 15 | 27800 | 8.5 | 16700 | 1 | HRCU-A-CB |  |  | 221 | 669 | Yes
3981013 | Active | Systems | 15 SEER N SERIES R410A HP | TEMPSTAR | NXH530GKA* |  | ENH4X36*17** | *8MX*0902116** | 28200 | 12.5 | 15 | 28000 | 8.5 | 16900 | 1 | HRCU-A-CB |  |  | 223 | 669 | Yes
5420697 | Active | Systems | 15 SEER N SERIES R410A HP | TEMPSTAR | NXH530GKA* |  | ENH4X42*21** | MV12**17C* | 28400 | 12.5 | 15 | 27800 | 8.5 | 16700 | 1 | HRCU-A-CB |  |  | 224 | 669 | Yes
3653102 | Active | Systems | 15 SEER N SERIES R410A HP | TEMPSTAR | NXH530GKA* |  | FVM4X24**** |  | 28200 | 12.5 | 15 | 27800 | 8.5 | 16800 | 1 | HRCU-A-CB |  |  | 223 | 669 | Yes
3653116 | Active | Systems | 15 SEER N SERIES R410A HP | TEMPSTAR | NXH530GKA* |  | FVM4X36**** |  | 28400 | 12.5 | 15.5 | 27600 | 8.5 | 16600 | 1 | HRCU-A-CB |  |  | 217 | 669 | Yes
3670760 | Active | Systems | 15 SEER N SERIES R410A HP | TEMPSTAR | NXH530GKA* |  | FVM4X48**** |  | 29000 | 12.5 | 15.5 | 27600 | 8.7 | 16800 | 1 | HRCU-A-CB |  |  | 222 | 654 | Yes
3670844 | Active | Systems | 15 SEER N SERIES R410A HP | TEMPSTAR | NXH530GKA* |  | FXM4X30**A* |  | 28800 | 12.5 | 15.25 | 28200 | 8.5 | 17000 | 1 | HRCU-A-CB | Yes |  | 224 | 669 | Yes
3670851 | Active | Systems | 15 SEER N SERIES R410A HP | TEMPSTAR | NXH530GKA* |  | FXM4X36**A* |  | 28800 | 12.5 | 15.5 | 27800 | 8.5 | 16700 | 1 | HRCU-A-CB |  |  | 220 | 669 | Yes
5421010 | Active | Systems | 15 SEER N SERIES R410A HP | TEMPSTAR | NXH536GKA* |  | EHD4X48A** | MV16**21C* | 34800 | 12.5 | 15 | 34400 | 8.5 | 21200 | 1 | HRCU-A-CB |  |  | 275 | 781 | Yes
5421011 | Active | Systems | 15 SEER N SERIES R410A HP | TEMPSTAR | NXH536GKA* |  | EHD4X48A** | MV20**24C* | 34600 | 12.5 | 15 | 34200 | 8.5 | 21200 | 1 | HRCU-A-CB |  |  | 273 | 781 | Yes
5420992 | Active | Systems | 15 SEER N SERIES R410A HP | TEMPSTAR | NXH536GKA* |  | EN(A,D)4X48*24** | MV16**21C* | 34600 | 12.5 | 15 | 34200 | 8.5 | 21200 | 1 | HRCU-A-CB |  |  | 273 | 781 | Yes
5420993 | Active | Systems | 15 SEER N SERIES R410A HP | TEMPSTAR | NXH536GKA* |  | EN(A,D)4X48*24** | MV20**24C* | 34400 | 12.5 | 15 | 34200 | 8.5 | 21000 | 1 | HRCU-A-CB |  |  | 272 | 781 | Yes
5420991 | Active | Systems | 15 SEER N SERIES R410A HP | TEMPSTAR | NXH536GKA* |  | EN(A,D,W)4X48*21** | MV16**21C* | 34600 | 12.5 | 15 | 34200 | 8.5 | 21200 | 1 | HRCU-A-CB |  |  | 273 | 781 | Yes
5420999 | Active | Systems | 15 SEER N SERIES R410A HP | TEMPSTAR | NXH536GKA* |  | ENH4X48*21** | MV16**21C* | 34600 | 12.5 | 15 | 34200 | 8.5 | 21200 | 1 | HRCU-A-CB |  |  | 273 | 781 | Yes
3670746 | Active | Systems | 15 SEER N SERIES R410A HP | TEMPSTAR | NXH536GKA* |  | FVM4X36**** |  | 33800 | 12.5 | 15 | 33800 | 8.5 | 20800 | 1 | HRCU-A-CB |  |  | 267 | 781 | Yes
3670767 | Active | Systems | 15 SEER N SERIES R410A HP | TEMPSTAR | NXH536GKA* |  | FVM4X48**** |  | 35000 | 12.5 | 15 | 34400 | 8.6 | 21200 | 1 | HRCU-A-CB |  |  | 276 | 772 | Yes
3670788 | Active | Systems | 15 SEER N SERIES R410A HP | TEMPSTAR | NXH536GKA* |  | FVM4X60**** |  | 35400 | 13 | 15.5 | 34000 | 9 | 21200 | 1 | HRCU-A-CB |  |  | 270 | 737 | Yes
3670858 | Active | Systems | 15 SEER N SERIES R410A HP | TEMPSTAR | NXH536GKA* |  | FXM4X36**A* |  | 34800 | 12.5 | 15 | 34600 | 8.5 | 21400 | 1 | HRCU-A-CB | Yes |  | 275 | 781 | Yes
5377303 | Active | Systems | 15 SEER N SERIES R410A HP | TEMPSTAR | NXH537GKA* |  | EA*4X42*24A* | *9MX*1002120A** | 35400 | 12.5 | 15 | 35400 | 8.5 | 21400 | 1 | HRCU-A-CB |  |  | 279 | 781 | Yes
5421279 | Active | Systems | 15 SEER N SERIES R410A HP | TEMPSTAR | NXH537GKA* |  | EA*4X48*17A* | MV08**14C* | 35400 | 12.7 | 15.5 | 35000 | 8.5 | 21200 | 1 | HRCU-A-CB |  |  | 270 | 781 | Yes
5421280 | Active | Systems | 15 SEER N SERIES R410A HP | TEMPSTAR | NXH537GKA* |  | EA*4X48*17A* | MV12**17C* | 35600 | 13 | 15.5 | 35200 | 8.5 | 21200 | 1 | HRCU-A-CB |  |  | 272 | 781 | Yes
5421281 | Active | Systems | 15 SEER N SERIES R410A HP | TEMPSTAR | NXH537GKA* |  | EA*4X48*21A* | MV12**17C* | 35400 | 13 | 15.5 | 35000 | 8.5 | 21000 | 1 | HRCU-A-CB |  |  | 270 | 781 | Yes
5421282 | Active | Systems | 15 SEER N SERIES R410A HP | TEMPSTAR | NXH537GKA* |  | EA*4X48*21A* | MV16**21C* | 35400 | 13 | 15.5 | 35000 | 8.5 | 21000 | 1 | HRCU-A-CB |  |  | 270 | 781 | Yes
5421283 | Active | Systems | 15 SEER N SERIES R410A HP | TEMPSTAR | NXH537GKA* |  | EA*4X48*24A* | MV16**21C* | 35400 | 13 | 15.5 | 35000 | 8.5 | 21000 | 1 | HRCU-A-CB |  |  | 270 | 781 | Yes
5421284 | Active | Systems | 15 SEER N SERIES R410A HP | TEMPSTAR | NXH537GKA* |  | EA*4X48*24A* | MV20**24C* | 35200 | 13 | 15.5 | 34800 | 8.5 | 20800 | 1 | HRCU-A-CB |  |  | 269 | 781 | Yes
4107453 | Discontinued | Systems | 15 SEER N SERIES R410A HP | TEMPSTAR | NXH537GKA* |  | ED*4X42F** | OLV112A16A | 34600 | 12.5 | 15 | 35200 | 8.5 | 21400 | 1 | HRCU-A-CB |  |  | 273 | 781 | Yes
4107460 | Discontinued | Systems | 15 SEER N SERIES R410A HP | TEMPSTAR | NXH537GKA* |  | ED*4X42J** | OLV112A16A | 34800 | 12.5 | 15 | 35000 | 8.5 | 21200 | 1 | HRCU-A-CB |  |  | 275 | 781 | Yes
4107467 | Discontinued | Systems | 15 SEER N SERIES R410A HP | TEMPSTAR | NXH537GKA* |  | ED*4X42L** | OLV112A16A | 34800 | 12.5 | 15 | 35000 | 8.5 | 21200 | 1 | HRCU-A-CB |  |  | 275 | 781 | Yes
4107474 | Discontinued | Systems | 15 SEER N SERIES R410A HP | TEMPSTAR | NXH537GKA* |  | ED*4X42L** | OLV154F20A | 35600 | 12.5 | 15 | 35400 | 8.5 | 21400 | 1 | HRCU-A-CB |  |  | 281 | 781 | Yes
3975533 | Active | Systems | 15 SEER N SERIES R410A HP | TEMPSTAR | NXH537GKA* |  | EHD4X36A** | *8MV*0901716** | 34800 | 12.5 | 15 | 34800 | 8.5 | 21000 | 1 | HRCU-A-CB |  |  | 275 | 781 | Yes
3975535 | Active | Systems | 15 SEER N SERIES R410A HP | TEMPSTAR | NXH537GKA* |  | EHD4X36A** | *8MV*1102120** | 35000 | 12.5 | 15 | 35000 | 8.5 | 21000 | 1 | HRCU-A-CB |  |  | 276 | 781 | Yes
3975536 | Active | Systems | 15 SEER N SERIES R410A HP | TEMPSTAR | NXH537GKA* |  | EHD4X36A** | *8MV*1352422** | 35000 | 12.5 | 15 | 34800 | 8.5 | 21000 | 1 | HRCU-A-CB |  |  | 276 | 781 | Yes
3975539 | Active | Systems | 15 SEER N SERIES R410A HP | TEMPSTAR | NXH537GKA* |  | EHD4X36A** | *8MX*0902116** | 35200 | 12.5 | 15 | 35000 | 8.5 | 21000 | 1 | HRCU-A-CB |  |  | 278 | 781 | Yes
3975540 | Active | Systems | 15 SEER N SERIES R410A HP | TEMPSTAR | NXH537GKA* |  | EHD4X36A** | *8MX*1102120** | 35200 | 13 | 15 | 35200 | 8.5 | 21200 | 1 | HRCU-A-CB |  |  | 278 | 781 | Yes
5377327 | Active | Systems | 15 SEER N SERIES R410A HP | TEMPSTAR | NXH537GKA* |  | EHD4X36A** | *9MX*1002120A** | 35600 | 12.5 | 15 | 35600 | 8.5 | 21600 | 1 | HRCU-A-CB |  |  | 281 | 781 | Yes
5421303 | Active | Systems | 15 SEER N SERIES R410A HP | TEMPSTAR | NXH537GKA* |  | EHD4X36A** | MV12**17C* | 35400 | 12.7 | 15.5 | 35000 | 8.5 | 21000 | 1 | HRCU-A-CB |  |  | 270 | 781 | Yes
5421304 | Active | Systems | 15 SEER N SERIES R410A HP | TEMPSTAR | NXH537GKA* |  | EHD4X36A** | MV16**21C* | 35400 | 13 | 15.5 | 35000 | 8.5 | 21000 | 1 | HRCU-A-CB |  |  | 270 | 781 | Yes
5421305 | Active | Systems | 15 SEER N SERIES R410A HP | TEMPSTAR | NXH537GKA* |  | EHD4X36A** | MV20**24C* | 35200 | 13 | 15.5 | 34800 | 8.5 | 21000 | 1 | HRCU-A-CB |  |  | 269 | 781 | Yes
4107740 | Active | Systems | 15 SEER N SERIES R410A HP | TEMPSTAR | NXH537GKA* |  | EHD4X36A** | OLV112A16A | 35200 | 12.5 | 15 | 35400 | 8.5 | 21400 | 1 | HRCU-A-CB |  |  | 278 | 781 | Yes
4107747 | Active | Systems | 15 SEER N SERIES R410A HP | TEMPSTAR | NXH537GKA* |  | EHD4X36A** | OLV154F20A | 36000 | 12.5 | 15 | 35800 | 8.5 | 21600 | 1 | HRCU-A-CB |  |  | 284 | 781 | Yes
4107733 | Active | Systems | 15 SEER N SERIES R410A HP | TEMPSTAR | NXH537GKA* |  | EHD4X36A** | OMV112K14A | 35000 | 12.5 | 15 | 35000 | 8.5 | 21200 | 1 | HRCU-A-CB |  |  | 276 | 781 | Yes
3975541 | Active | Systems | 15 SEER N SERIES R410A HP | TEMPSTAR | NXH537GKA* |  | EHD4X42A** | *8MV*0701412** | 35000 | 12.5 | 15 | 35000 | 8.5 | 21200 | 1 | HRCU-A-CB |  |  | 276 | 781 | Yes
3975543 | Active | Systems | 15 SEER N SERIES R410A HP | TEMPSTAR | NXH537GKA* |  | EHD4X42A** | *8MV*0901716** | 35000 | 13 | 15 | 35000 | 8.5 | 21000 | 1 | HRCU-A-CB |  |  | 276 | 781 | Yes
3975544 | Active | Systems | 15 SEER N SERIES R410A HP | TEMPSTAR | NXH537GKA* |  | EHD4X42A** | *8MV*1102120** | 35200 | 13 | 15 | 35000 | 8.5 | 21000 | 1 | HRCU-A-CB |  |  | 278 | 781 | Yes
3975545 | Active | Systems | 15 SEER N SERIES R410A HP | TEMPSTAR | NXH537GKA* |  | EHD4X42A** | *8MV*1352422** | 35200 | 13 | 15 | 35000 | 8.5 | 21000 | 1 | HRCU-A-CB |  |  | 278 | 781 | Yes
3975547 | Active | Systems | 15 SEER N SERIES R410A HP | TEMPSTAR | NXH537GKA* |  | EHD4X42A** | *8MX*0701716** | 35200 | 12.5 | 15 | 35400 | 8.5 | 21400 | 1 | HRCU-A-CB |  |  | 278 | 781 | Yes
3975549 | Active | Systems | 15 SEER N SERIES R410A HP | TEMPSTAR | NXH537GKA* |  | EHD4X42A** | *8MX*0902116** | 35400 | 13 | 15 | 35200 | 8.5 | 21200 | 1 | HRCU-A-CB |  |  | 279 | 781 | Yes
3975550 | Active | Systems | 15 SEER N SERIES R410A HP | TEMPSTAR | NXH537GKA* |  | EHD4X42A** | *8MX*1102120** | 35600 | 13 | 15 | 35200 | 8.5 | 21200 | 1 | HRCU-A-CB |  |  | 281 | 781 | Yes
4848928 | Active | Systems | 15 SEER N SERIES R410A HP | TEMPSTAR | NXH537GKA* |  | EHD4X42A** | *9MV*0801716A** | 35400 | 12.5 | 15.2 | 35400 | 8.5 | 21200 | 1 | HRCU-A-CB |  |  | 276 | 781 | Yes
4848930 | Active | Systems | 15 SEER N SERIES R410A HP | TEMPSTAR | NXH537GKA* |  | EHD4X42A** | *9MV*1202422A** | 35400 | 12.7 | 15.5 | 35000 | 8.5 | 21000 | 1 | HRCU-A-CB |  |  | 270 | 781 | Yes
5377333 | Active | Systems | 15 SEER N SERIES R410A HP | TEMPSTAR | NXH537GKA* |  | EHD4X42A** | *9MX*1002120A** | 36000 | 12.7 | 15.2 | 35600 | 8.5 | 21600 | 1 | HRCU-A-CB |  |  | 280 | 781 | Yes
5421306 | Active | Systems | 15 SEER N SERIES R410A HP | TEMPSTAR | NXH537GKA* |  | EHD4X42A** | MV08**14C* | 35400 | 12.7 | 15.2 | 35000 | 8.5 | 21000 | 1 | HRCU-A-CB |  |  | 276 | 781 | Yes
5421307 | Active | Systems | 15 SEER N SERIES R410A HP | TEMPSTAR | NXH537GKA* |  | EHD4X42A** | MV12**17C* | 35600 | 13 | 15.5 | 35000 | 8.5 | 21200 | 1 | HRCU-A-CB |  |  | 272 | 781 | Yes
5421308 | Active | Systems | 15 SEER N SERIES R410A HP | TEMPSTAR | NXH537GKA* |  | EHD4X42A** | MV16**21C* | 35600 | 13 | 15.5 | 35000 | 8.5 | 21000 | 1 | HRCU-A-CB |  |  | 272 | 781 | Yes
5421309 | Active | Systems | 15 SEER N SERIES R410A HP | TEMPSTAR | NXH537GKA* |  | EHD4X42A** | MV20**24C* | 35400 | 13 | 15.5 | 34800 | 8.5 | 21000 | 1 | HRCU-A-CB |  |  | 270 | 781 | Yes
5686990 | Active | Systems | 15 SEER N SERIES R410A HP | TEMPSTAR | NXH537GKA* |  | EHD4X42A** | OLV098A12* | 35000 | 12.5 | 15 | 35200 | 8.5 | 21400 | 1 | HRCU-A-CB |  |  | 276 | 781 | Yes
4107775 | Active | Systems | 15 SEER N SERIES R410A HP | TEMPSTAR | NXH537GKA* |  | EHD4X42A** | OLV112A16A | 35400 | 12.5 | 15 | 35400 | 8.5 | 21400 | 1 | HRCU-A-CB |  |  | 279 | 781 | Yes
4107782 | Active | Systems | 15 SEER N SERIES R410A HP | TEMPSTAR | NXH537GKA* |  | EHD4X42A** | OLV154F20A | 36000 | 12.5 | 15 | 35800 | 8.5 | 21800 | 1 | HRCU-A-CB |  |  | 284 | 781 | Yes
5686985 | Active | Systems | 15 SEER N SERIES R410A HP | TEMPSTAR | NXH537GKA* |  | EHD4X42A** | OMV098J12* | 35200 | 12.5 | 15 | 35400 | 8.5 | 21400 | 1 | HRCU-A-CB |  |  | 278 | 781 | Yes
4107768 | Active | Systems | 15 SEER N SERIES R410A HP | TEMPSTAR | NXH537GKA* |  | EHD4X42A** | OMV112K14A | 35200 | 12.5 | 15 | 35200 | 8.5 | 21200 | 1 | HRCU-A-CB |  |  | 278 | 781 | Yes
5421310 | Active | Systems | 15 SEER N SERIES R410A HP | TEMPSTAR | NXH537GKA* |  | EHD4X48A** | MV08**14C* | 35400 | 12.7 | 15.5 | 35000 | 8.5 | 21000 | 1 | HRCU-A-CB |  |  | 270 | 781 | Yes
5421311 | Active | Systems | 15 SEER N SERIES R410A HP | TEMPSTAR | NXH537GKA* |  | EHD4X48A** | MV12**17C* | 35800 | 13 | 15.5 | 35200 | 8.5 | 21200 | 1 | HRCU-A-CB |  |  | 273 | 781 | Yes
5421312 | Active | Systems | 15 SEER N SERIES R410A HP | TEMPSTAR | NXH537GKA* |  | EHD4X48A** | MV20**24C* | 35600 | 13.2 | 15.5 | 35000 | 8.5 | 21000 | 1 | HRCU-A-CB |  |  | 272 | 781 | Yes
5421294 | Active | Systems | 15 SEER N SERIES R410A HP | TEMPSTAR | NXH537GKA* |  | EN(A,D)4X48*24** | MV16**21C* | 35400 | 13 | 15.5 | 35000 | 8.5 | 21000 | 1 | HRCU-A-CB |  |  | 270 | 781 | Yes
5421295 | Active | Systems | 15 SEER N SERIES R410A HP | TEMPSTAR | NXH537GKA* |  | EN(A,D)4X48*24** | MV20**24C* | 35400 | 13.2 | 15.5 | 34800 | 8.5 | 20800 | 1 | HRCU-A-CB |  |  | 270 | 781 | Yes
3975429 | Active | Systems | 15 SEER N SERIES R410A HP | TEMPSTAR | NXH537GKA* |  | EN(A,D,W)4X42*21** | *8MX*0902116** | 34600 | 12.5 | 15 | 34800 | 8.5 | 21000 | 1 | HRCU-A-CB |  |  | 273 | 781 | Yes
3975430 | Active | Systems | 15 SEER N SERIES R410A HP | TEMPSTAR | NXH537GKA* |  | EN(A,D,W)4X42*21** | *8MX*1102120** | 34800 | 12.5 | 15 | 35000 | 8.5 | 21000 | 1 | HRCU-A-CB |  |  | 275 | 781 | Yes
4107593 | Active | Systems | 15 SEER N SERIES R410A HP | TEMPSTAR | NXH537GKA* |  | EN(A,D,W)4X42*21** | OLV112A16A | 34800 | 12.5 | 15 | 35200 | 8.5 | 21400 | 1 | HRCU-A-CB |  |  | 275 | 781 | Yes
5421292 | Active | Systems | 15 SEER N SERIES R410A HP | TEMPSTAR | NXH537GKA* |  | EN(A,D,W)4X48*21** | MV12**17C* | 35400 | 13 | 15.5 | 35000 | 8.5 | 21000 | 1 | HRCU-A-CB |  |  | 270 | 781 | Yes
5421293 | Active | Systems | 15 SEER N SERIES R410A HP | TEMPSTAR | NXH537GKA* |  | EN(A,D,W)4X48*21** | MV16**21C* | 35400 | 13 | 15.5 | 35000 | 8.5 | 21000 | 1 | HRCU-A-CB |  |  | 270 | 781 | Yes
5421290 | Active | Systems | 15 SEER N SERIES R410A HP | TEMPSTAR | NXH537GKA* |  | END4X42*17** | MV12**17C* | 35200 | 12.7 | 15.2 | 35000 | 8.5 | 21000 | 1 | HRCU-A-CB |  |  | 274 | 781 | Yes
4107565 | Active | Systems | 15 SEER N SERIES R410A HP | TEMPSTAR | NXH537GKA* |  | END4X42*17** | OMV112K14A | 34800 | 12.5 | 15 | 35000 | 8.5 | 21200 | 1 | HRCU-A-CB |  |  | 275 | 781 | Yes
4107642 | Active | Systems | 15 SEER N SERIES R410A HP | TEMPSTAR | NXH537GKA* |  | ENH4X36*17** | OLV154F20A | 35000 | 12.5 | 15 | 35400 | 8.5 | 21600 | 1 | HRCU-A-CB |  |  | 276 | 781 | Yes
3975477 | Active | Systems | 15 SEER N SERIES R410A HP | TEMPSTAR | NXH537GKA* |  | ENH4X42*21** | *8MX*0902116** | 34600 | 12.5 | 15 | 34800 | 8.5 | 21000 | 1 | HRCU-A-CB |  |  | 273 | 781 | Yes
3975478 | Active | Systems | 15 SEER N SERIES R410A HP | TEMPSTAR | NXH537GKA* |  | ENH4X42*21** | *8MX*1102120** | 34800 | 12.5 | 15 | 35000 | 8.5 | 21000 | 1 | HRCU-A-CB |  |  | 275 | 781 | Yes
4107670 | Active | Systems | 15 SEER N SERIES R410A HP | TEMPSTAR | NXH537GKA* |  | ENH4X42*21** | OLV112A16A | 34800 | 12.5 | 15 | 35200 | 8.5 | 21400 | 1 | HRCU-A-CB |  |  | 275 | 781 | Yes
4107677 | Active | Systems | 15 SEER N SERIES R410A HP | TEMPSTAR | NXH537GKA* |  | ENH4X42*21** | OLV154F20A | 35600 | 12.5 | 15 | 35600 | 8.5 | 21600 | 1 | HRCU-A-CB |  |  | 281 | 781 | Yes
5421300 | Active | Systems | 15 SEER N SERIES R410A HP | TEMPSTAR | NXH537GKA* |  | ENH4X48*21** | MV12**17C* | 35600 | 13 | 15.5 | 35000 | 8.5 | 21000 | 1 | HRCU-A-CB |  |  | 272 | 781 | Yes
5421301 | Active | Systems | 15 SEER N SERIES R410A HP | TEMPSTAR | NXH537GKA* |  | ENH4X48*21** | MV16**21C* | 35400 | 13 | 15.5 | 35000 | 8.5 | 21000 | 1 | HRCU-A-CB |  |  | 270 | 781 | Yes
3918555 | Active | Systems | 15 SEER N SERIES R410A HP | TEMPSTAR | NXH537GKA* |  | FEM4P42**A*+TXV |  | 35600 | 12.5 | 15 | 35400 | 8.5 | 21400 | 1 | HRCU-A-CB |  |  | 281 | 781 | Yes
3918561 | Active | Systems | 15 SEER N SERIES R410A HP | TEMPSTAR | NXH537GKA* |  | FVM4X48**** |  | 35800 | 13 | 15 | 35000 | 8.5 | 21000 | 1 | HRCU-A-CB |  |  | 283 | 781 | Yes
3918562 | Active | Systems | 15 SEER N SERIES R410A HP | TEMPSTAR | NXH537GKA* |  | FVM4X60**** |  | 36000 | 13 | 15 | 35200 | 9 | 21000 | 1 | HRCU-A-CB |  |  | 284 | 737 | Yes
3918485 | Active | Systems | 15 SEER N SERIES R410A HP | TEMPSTAR | NXH537GKA* |  | FXM4X36**A* |  | 35600 | 13 | 15.5 | 35400 | 8.5 | 21400 | 1 | HRCU-A-CB | Yes |  | 272 | 781 | Yes
3918558 | Active | Systems | 15 SEER N SERIES R410A HP | TEMPSTAR | NXH537GKA* |  | FXM4X42**A* |  | 35600 | 13 | 15.5 | 35400 | 8.5 | 21400 | 1 | HRCU-A-CB |  |  | 272 | 781 | Yes
5295334 | Active | Systems | 15 SEER N SERIES R410A HP | TEMPSTAR | NXH542GKA* |  | EA*4X48*24A* | *8MV*1352422** | 41500 | 12.5 | 15 | 42000 | 8.5 | 25800 | 1 | HRCU-A-CB |  |  | 328 | 892 | Yes
4837953 | Active | Systems | 15 SEER N SERIES R410A HP | TEMPSTAR | NXH542GKA* |  | EA*4X48*24A* | *9MV*1202422A** | 41500 | 12.5 | 15 | 42000 | 8.5 | 26000 | 1 | HRCU-A-CB |  |  | 328 | 892 | Yes
4838043 | Active | Systems | 15 SEER N SERIES R410A HP | TEMPSTAR | NXH542GKA* |  | EA*4X48*24A* | *9MX*1202422A** | 42000 | 12.5 | 15 | 42000 | 8.5 | 26200 | 1 | HRCU-A-CB |  |  | 332 | 892 | Yes
5421542 | Active | Systems | 15 SEER N SERIES R410A HP | TEMPSTAR | NXH542GKA* |  | EA*4X48*24A* | MV16**21C* | 42000 | 12.5 | 15 | 42000 | 8.5 | 26000 | 1 | HRCU-A-CB |  |  | 332 | 892 | Yes
5421543 | Active | Systems | 15 SEER N SERIES R410A HP | TEMPSTAR | NXH542GKA* |  | EA*4X48*24A* | MV20**24C* | 41500 | 12.5 | 15 | 42000 | 8.5 | 25800 | 1 | HRCU-A-CB |  |  | 328 | 892 | Yes
5421544 | Active | Systems | 15 SEER N SERIES R410A HP | TEMPSTAR | NXH542GKA* |  | EA*4X60*21A* | MV12**17C* | 42000 | 12.7 | 15 | 42000 | 8.5 | 26200 | 1 | HRCU-A-CB |  |  | 332 | 892 | Yes
5421545 | Active | Systems | 15 SEER N SERIES R410A HP | TEMPSTAR | NXH542GKA* |  | EA*4X60*21A* | MV16**21C* | 42000 | 12.7 | 15.2 | 42000 | 8.5 | 26000 | 1 | HRCU-A-CB |  |  | 327 | 892 | Yes
5421546 | Active | Systems | 15 SEER N SERIES R410A HP | TEMPSTAR | NXH542GKA* |  | EA*4X60*24A* | MV16**21C* | 42000 | 12.7 | 15.2 | 42000 | 8.5 | 26000 | 1 | HRCU-A-CB |  |  | 327 | 892 | Yes
5421547 | Active | Systems | 15 SEER N SERIES R410A HP | TEMPSTAR | NXH542GKA* |  | EA*4X60*24A* | MV20**24C* | 42000 | 12.7 | 15.2 | 42000 | 8.8 | 25800 | 1 | HRCU-A-CB |  |  | 327 | 862 | Yes
3982090 | Discontinued | Systems | 15 SEER N SERIES R410A HP | TEMPSTAR | NXH542GKA* |  | ED*4X48F** | *8MV*0901716** | 41500 | 12.5 | 15 | 42000 | 8.5 | 26000 | 1 | HRCU-A-CB |  |  | 328 | 892 | Yes
3982092 | Discontinued | Systems | 15 SEER N SERIES R410A HP | TEMPSTAR | NXH542GKA* |  | ED*4X48J** | *8MV*1102120** | 41500 | 12.5 | 15 | 42000 | 8.5 | 26000 | 1 | HRCU-A-CB |  |  | 328 | 892 | Yes
3982093 | Discontinued | Systems | 15 SEER N SERIES R410A HP | TEMPSTAR | NXH542GKA* |  | ED*4X48J** | *8MX*0902116** | 41500 | 12.5 | 15 | 42000 | 8.5 | 26000 | 1 | HRCU-A-CB |  |  | 328 | 892 | Yes
3982094 | Discontinued | Systems | 15 SEER N SERIES R410A HP | TEMPSTAR | NXH542GKA* |  | ED*4X48J** | *8MX*1102120** | 41500 | 12.5 | 15 | 42000 | 8.5 | 25800 | 1 | HRCU-A-CB |  |  | 328 | 892 | Yes
3982095 | Discontinued | Systems | 15 SEER N SERIES R410A HP | TEMPSTAR | NXH542GKA* |  | ED*4X48L** | *8MV*1352422** | 41500 | 12.5 | 15 | 42000 | 8.5 | 25800 | 1 | HRCU-A-CB |  |  | 328 | 892 | Yes
3982096 | Discontinued | Systems | 15 SEER N SERIES R410A HP | TEMPSTAR | NXH542GKA* |  | ED*4X48L** | *8MX*1352420** | 42000 | 12.5 | 15 | 42000 | 8.5 | 26000 | 1 | HRCU-A-CB |  |  | 332 | 892 | Yes
4837967 | Discontinued | Systems | 15 SEER N SERIES R410A HP | TEMPSTAR | NXH542GKA* |  | ED*4X48L** | *9MV*1202422A** | 41500 | 12.5 | 15 | 42000 | 8.5 | 26000 | 1 | HRCU-A-CB |  |  | 328 | 892 | Yes
4838019 | Discontinued | Systems | 15 SEER N SERIES R410A HP | TEMPSTAR | NXH542GKA* |  | ED*4X48L** | *9MX*1202422A** | 42000 | 12.5 | 15 | 42000 | 8.5 | 26200 | 1 | HRCU-A-CB |  |  | 332 | 892 | Yes
4107985 | Discontinued | Systems | 15 SEER N SERIES R410A HP | TEMPSTAR | NXH542GKA* |  | ED*4X48L** | OLV154F20A | 42000 | 12.5 | 15 | 42000 | 8.5 | 26600 | 1 | HRCU-A-CB |  |  | 332 | 892 | Yes
3982130 | Active | Systems | 15 SEER N SERIES R410A HP | TEMPSTAR | NXH542GKA* |  | EHD4X42A** | *8MV*0901716** | 41500 | 12.5 | 15 | 42000 | 8.5 | 26000 | 1 | HRCU-A-CB |  |  | 328 | 892 | Yes
3982134 | Active | Systems | 15 SEER N SERIES R410A HP | TEMPSTAR | NXH542GKA* |  | EHD4X42A** | *8MX*0902116** | 41500 | 12.5 | 15 | 42000 | 8.5 | 26000 | 1 | HRCU-A-CB |  |  | 328 | 892 | Yes
4838097 | Active | Systems | 15 SEER N SERIES R410A HP | TEMPSTAR | NXH542GKA* |  | EHD4X42A** | *9MA*1202422A** | 41500 | 12.5 | 15 | 42000 | 8.5 | 25800 | 1 | HRCU-A-CB |  |  | 328 | 892 | Yes
4838101 | Active | Systems | 15 SEER N SERIES R410A HP | TEMPSTAR | NXH542GKA* |  | EHD4X42A** | *9MX*1202422A** | 42000 | 12.5 | 15 | 42000 | 8.5 | 26200 | 1 | HRCU-A-CB |  |  | 332 | 892 | Yes
5421564 | Active | Systems | 15 SEER N SERIES R410A HP | TEMPSTAR | NXH542GKA* |  | EHD4X42A** | MV16**21C* | 42000 | 12.5 | 15 | 42000 | 8.5 | 26000 | 1 | HRCU-A-CB |  |  | 332 | 892 | Yes
5421565 | Active | Systems | 15 SEER N SERIES R410A HP | TEMPSTAR | NXH542GKA* |  | EHD4X42A** | MV20**24C* | 42000 | 12.5 | 15 | 42000 | 8.5 | 25800 | 1 | HRCU-A-CB |  |  | 332 | 892 | Yes
4108132 | Active | Systems | 15 SEER N SERIES R410A HP | TEMPSTAR | NXH542GKA* |  | EHD4X42A** | OLV154F20A | 42000 | 12.5 | 15 | 42000 | 8.5 | 26800 | 1 | HRCU-A-CB |  |  | 332 | 892 | Yes
3982139 | Active | Systems | 15 SEER N SERIES R410A HP | TEMPSTAR | NXH542GKA* |  | EHD4X48A** | *8MV*1102120** | 41500 | 12.5 | 15 | 42000 | 8.5 | 26000 | 1 | HRCU-A-CB |  |  | 328 | 892 | Yes
3982140 | Active | Systems | 15 SEER N SERIES R410A HP | TEMPSTAR | NXH542GKA* |  | EHD4X48A** | *8MV*1352422** | 42000 | 12.5 | 15 | 42000 | 8.5 | 25800 | 1 | HRCU-A-CB |  |  | 332 | 892 | Yes
3982142 | Active | Systems | 15 SEER N SERIES R410A HP | TEMPSTAR | NXH542GKA* |  | EHD4X48A** | *8MX*0902116** | 42000 | 12.5 | 15 | 42000 | 8.5 | 26000 | 1 | HRCU-A-CB |  |  | 332 | 892 | Yes
3982143 | Active | Systems | 15 SEER N SERIES R410A HP | TEMPSTAR | NXH542GKA* |  | EHD4X48A** | *8MX*1102120** | 42000 | 12.5 | 15 | 42000 | 8.5 | 26000 | 1 | HRCU-A-CB |  |  | 332 | 892 | Yes
5375800 | Active | Systems | 15 SEER N SERIES R410A HP | TEMPSTAR | NXH542GKA* |  | EHD4X48A** | *9MA*1002122A** | 42000 | 12.5 | 15 | 42000 | 8.5 | 26000 | 1 | HRCU-A-CB |  |  | 332 | 892 | Yes
4838105 | Active | Systems | 15 SEER N SERIES R410A HP | TEMPSTAR | NXH542GKA* |  | EHD4X48A** | *9MA*1202422A** | 41500 | 12.5 | 15 | 42000 | 8.5 | 25800 | 1 | HRCU-A-CB |  |  | 328 | 892 | Yes
4837998 | Active | Systems | 15 SEER N SERIES R410A HP | TEMPSTAR | NXH542GKA* |  | EHD4X48A** | *9MV*1202422A** | 42000 | 12.5 | 15 | 42000 | 8.5 | 26000 | 1 | HRCU-A-CB |  |  | 332 | 892 | Yes
4838109 | Active | Systems | 15 SEER N SERIES R410A HP | TEMPSTAR | NXH542GKA* |  | EHD4X48A** | *9MX*1202422A** | 42000 | 12.5 | 15 | 42000 | 8.5 | 26200 | 1 | HRCU-A-CB |  |  | 332 | 892 | Yes
5421566 | Active | Systems | 15 SEER N SERIES R410A HP | TEMPSTAR | NXH542GKA* |  | EHD4X48A** | MV12**17C* | 42000 | 12.5 | 15 | 42000 | 8.5 | 26200 | 1 | HRCU-A-CB |  |  | 332 | 892 | Yes
5421567 | Active | Systems | 15 SEER N SERIES R410A HP | TEMPSTAR | NXH542GKA* |  | EHD4X48A** | MV16**21C* | 42000 | 12.7 | 15 | 42000 | 8.5 | 26000 | 1 | HRCU-A-CB |  |  | 332 | 892 | Yes
5421568 | Active | Systems | 15 SEER N SERIES R410A HP | TEMPSTAR | NXH542GKA* |  | EHD4X48A** | MV20**24C* | 42000 | 12.7 | 15 | 42000 | 8.5 | 26000 | 1 | HRCU-A-CB |  |  | 332 | 892 | Yes
3982158 | Active | Systems | 15 SEER N SERIES R410A HP | TEMPSTAR | NXH542GKA* |  | EHD4X48A** | NOMV156E19* | 41500 | 12.5 | 15 | 42000 | 8.5 | 26000 | 1 | HRCU-A-CB |  |  | 328 | 892 | Yes
4108153 | Active | Systems | 15 SEER N SERIES R410A HP | TEMPSTAR | NXH542GKA* |  | EHD4X48A** | OLV154F20A | 42000 | 12.5 | 15 | 42000 | 8.5 | 26800 | 1 | HRCU-A-CB |  |  | 332 | 892 | Yes
5421569 | Active | Systems | 15 SEER N SERIES R410A HP | TEMPSTAR | NXH542GKA* |  | EHD4X60A** | MV12**17C* | 42000 | 12.7 | 15.2 | 42000 | 8.5 | 26200 | 1 | HRCU-A-CB |  |  | 327 | 892 | Yes
5421570 | Active | Systems | 15 SEER N SERIES R410A HP | TEMPSTAR | NXH542GKA* |  | EHD4X60A** | MV16**21C* | 42000 | 13 | 15.5 | 42000 | 8.8 | 26000 | 1 | HRCU-A-CB |  |  | 321 | 862 | Yes
5421571 | Active | Systems | 15 SEER N SERIES R410A HP | TEMPSTAR | NXH542GKA* |  | EHD4X60A** | MV20**24C* | 42000 | 13 | 15.5 | 42000 | 8.8 | 26000 | 1 | HRCU-A-CB |  |  | 321 | 862 | Yes
3982109 | Active | Systems | 15 SEER N SERIES R410A HP | TEMPSTAR | NXH542GKA* |  | EN(A,D)4X48*24** | *8MV*1352422** | 41500 | 12.5 | 15 | 42000 | 8.5 | 25800 | 1 | HRCU-A-CB |  |  | 328 | 892 | Yes
3982110 | Active | Systems | 15 SEER N SERIES R410A HP | TEMPSTAR | NXH542GKA* |  | EN(A,D)4X48*24** | *8MX*1352420** | 42000 | 12.5 | 15 | 42000 | 8.5 | 26000 | 1 | HRCU-A-CB |  |  | 332 | 892 | Yes
4838067 | Active | Systems | 15 SEER N SERIES R410A HP | TEMPSTAR | NXH542GKA* |  | EN(A,D)4X48*24** | *9MA*1202422A** | 41500 | 12.5 | 15 | 42000 | 8.5 | 25600 | 1 | HRCU-A-CB |  |  | 328 | 892 | Yes
4837979 | Active | Systems | 15 SEER N SERIES R410A HP | TEMPSTAR | NXH542GKA* |  | EN(A,D)4X48*24** | *9MV*1202422A** | 41500 | 12.5 | 15 | 42000 | 8.5 | 26000 | 1 | HRCU-A-CB |  |  | 328 | 892 | Yes
4838069 | Active | Systems | 15 SEER N SERIES R410A HP | TEMPSTAR | NXH542GKA* |  | EN(A,D)4X48*24** | *9MX*1202422A** | 42000 | 12.5 | 15 | 42000 | 8.5 | 26200 | 1 | HRCU-A-CB |  |  | 332 | 892 | Yes
5421553 | Active | Systems | 15 SEER N SERIES R410A HP | TEMPSTAR | NXH542GKA* |  | EN(A,D)4X48*24** | MV16**21C* | 42000 | 12.7 | 15 | 42000 | 8.5 | 26000 | 1 | HRCU-A-CB |  |  | 332 | 892 | Yes
5421554 | Active | Systems | 15 SEER N SERIES R410A HP | TEMPSTAR | NXH542GKA* |  | EN(A,D)4X48*24** | MV20**24C* | 42000 | 12.7 | 15 | 42000 | 8.5 | 25800 | 1 | HRCU-A-CB |  |  | 332 | 892 | Yes
4108048 | Active | Systems | 15 SEER N SERIES R410A HP | TEMPSTAR | NXH542GKA* |  | EN(A,D)4X48*24** | OLV154F20A | 42000 | 12.5 | 15 | 42000 | 8.5 | 26600 | 1 | HRCU-A-CB |  |  | 332 | 892 | Yes
3982105 | Active | Systems | 15 SEER N SERIES R410A HP | TEMPSTAR | NXH542GKA* |  | EN(A,D,W)4X48*21** | *8MV*1102120** | 41500 | 12.5 | 15 | 42000 | 8.5 | 25800 | 1 | HRCU-A-CB |  |  | 328 | 892 | Yes
3982106 | Active | Systems | 15 SEER N SERIES R410A HP | TEMPSTAR | NXH542GKA* |  | EN(A,D,W)4X48*21** | *8MX*0902116** | 42000 | 12.5 | 15 | 42000 | 8.5 | 26000 | 1 | HRCU-A-CB |  |  | 332 | 892 | Yes
3982107 | Active | Systems | 15 SEER N SERIES R410A HP | TEMPSTAR | NXH542GKA* |  | EN(A,D,W)4X48*21** | *8MX*1102120** | 42000 | 12.5 | 15 | 42000 | 8.5 | 26000 | 1 | HRCU-A-CB |  |  | 332 | 892 | Yes
5421552 | Active | Systems | 15 SEER N SERIES R410A HP | TEMPSTAR | NXH542GKA* |  | EN(A,D,W)4X48*21** | MV16**21C* | 42000 | 12.7 | 15 | 42000 | 8.5 | 26000 | 1 | HRCU-A-CB |  |  | 332 | 892 | Yes
3982153 | Active | Systems | 15 SEER N SERIES R410A HP | TEMPSTAR | NXH542GKA* |  | EN(A,D,W)4X48*21** | NOMV156E19* | 41500 | 12.5 | 15 | 42000 | 8.5 | 25800 | 1 | HRCU-A-CB |  |  | 328 | 892 | Yes
5421555 | Active | Systems | 15 SEER N SERIES R410A HP | TEMPSTAR | NXH542GKA* |  | EN(A,D,W)4X60*24** | MV16**21C* | 42000 | 12.7 | 15.2 | 42000 | 8.5 | 26000 | 1 | HRCU-A-CB |  |  | 327 | 892 | Yes
5421556 | Active | Systems | 15 SEER N SERIES R410A HP | TEMPSTAR | NXH542GKA* |  | EN(A,D,W)4X60*24** | MV20**24C* | 42000 | 12.7 | 15.2 | 42000 | 8.8 | 25800 | 1 | HRCU-A-CB |  |  | 327 | 862 | Yes
3982122 | Active | Systems | 15 SEER N SERIES R410A HP | TEMPSTAR | NXH542GKA* |  | ENH4X48*21** | *8MV*0901716** | 41500 | 12.5 | 15 | 42000 | 8.5 | 25800 | 1 | HRCU-A-CB |  |  | 328 | 892 | Yes
3982123 | Active | Systems | 15 SEER N SERIES R410A HP | TEMPSTAR | NXH542GKA* |  | ENH4X48*21** | *8MV*1102120** | 41500 | 12.5 | 15 | 42000 | 8.5 | 25800 | 1 | HRCU-A-CB |  |  | 328 | 892 | Yes
3982124 | Active | Systems | 15 SEER N SERIES R410A HP | TEMPSTAR | NXH542GKA* |  | ENH4X48*21** | *8MV*1352422** | 41500 | 12.5 | 15 | 42000 | 8.5 | 25800 | 1 | HRCU-A-CB |  |  | 328 | 892 | Yes
3982126 | Active | Systems | 15 SEER N SERIES R410A HP | TEMPSTAR | NXH542GKA* |  | ENH4X48*21** | *8MX*0902116** | 42000 | 12.5 | 15 | 42000 | 8.5 | 26000 | 1 | HRCU-A-CB |  |  | 332 | 892 | Yes
3982127 | Active | Systems | 15 SEER N SERIES R410A HP | TEMPSTAR | NXH542GKA* |  | ENH4X48*21** | *8MX*1102120** | 42000 | 12.5 | 15 | 42000 | 8.5 | 26000 | 1 | HRCU-A-CB |  |  | 332 | 892 | Yes
3982128 | Active | Systems | 15 SEER N SERIES R410A HP | TEMPSTAR | NXH542GKA* |  | ENH4X48*21** | *8MX*1352420** | 42000 | 12.5 | 15 | 42000 | 8.5 | 26000 | 1 | HRCU-A-CB |  |  | 332 | 892 | Yes
4838089 | Active | Systems | 15 SEER N SERIES R410A HP | TEMPSTAR | NXH542GKA* |  | ENH4X48*21** | *9MA*1202422A** | 41500 | 12.5 | 15 | 42000 | 8.5 | 25600 | 1 | HRCU-A-CB |  |  | 328 | 892 | Yes
4837991 | Active | Systems | 15 SEER N SERIES R410A HP | TEMPSTAR | NXH542GKA* |  | ENH4X48*21** | *9MV*1202422A** | 41500 | 12.5 | 15 | 42000 | 8.5 | 26000 | 1 | HRCU-A-CB |  |  | 328 | 892 | Yes
4838093 | Active | Systems | 15 SEER N SERIES R410A HP | TEMPSTAR | NXH542GKA* |  | ENH4X48*21** | *9MX*1202422A** | 42000 | 12.5 | 15 | 42000 | 8.5 | 26200 | 1 | HRCU-A-CB |  |  | 332 | 892 | Yes
5421560 | Active | Systems | 15 SEER N SERIES R410A HP | TEMPSTAR | NXH542GKA* |  | ENH4X48*21** | MV16**21C* | 42000 | 12.7 | 15 | 42000 | 8.5 | 26000 | 1 | HRCU-A-CB |  |  | 332 | 892 | Yes
3982156 | Active | Systems | 15 SEER N SERIES R410A HP | TEMPSTAR | NXH542GKA* |  | ENH4X48*21** | NOMV156E19* | 41500 | 12.5 | 15 | 42000 | 8.5 | 25800 | 1 | HRCU-A-CB |  |  | 328 | 892 | Yes
4108111 | Active | Systems | 15 SEER N SERIES R410A HP | TEMPSTAR | NXH542GKA* |  | ENH4X48*21** | OLV154F20A | 42000 | 12.5 | 15 | 42000 | 8.5 | 26600 | 1 | HRCU-A-CB |  |  | 332 | 892 | Yes
5421561 | Active | Systems | 15 SEER N SERIES R410A HP | TEMPSTAR | NXH542GKA* |  | ENH4X60*24** | MV16**21C* | 42000 | 12.7 | 15.2 | 42000 | 8.5 | 26000 | 1 | HRCU-A-CB |  |  | 327 | 892 | Yes
5421562 | Active | Systems | 15 SEER N SERIES R410A HP | TEMPSTAR | NXH542GKA* |  | ENH4X60*24** | MV20**24C* | 42000 | 12.7 | 15.2 | 42000 | 8.8 | 25800 | 1 | HRCU-A-CB |  |  | 327 | 862 | Yes
3693079 | Active | Systems | 15 SEER N SERIES R410A HP | TEMPSTAR | NXH542GKA* |  | FEM4P48**A*+TXV |  | 42000 | 12.5 | 15 | 42000 | 8.5 | 26400 | 1 | HRCU-A-CB |  |  | 332 | 892 | Yes
3670774 | Active | Systems | 15 SEER N SERIES R410A HP | TEMPSTAR | NXH542GKA* |  | FVM4X48**** |  | 42000 | 12.5 | 15.5 | 42000 | 8.7 | 25800 | 1 | HRCU-A-CB |  |  | 321 | 872 | Yes
3670795 | Active | Systems | 15 SEER N SERIES R410A HP | TEMPSTAR | NXH542GKA* |  | FVM4X60**** |  | 42000 | 13 | 16 | 42000 | 8.7 | 25800 | 1 | HRCU-A-CB |  |  | 311 | 872 | Yes
3670872 | Active | Systems | 15 SEER N SERIES R410A HP | TEMPSTAR | NXH542GKA* |  | FXM4X42**A* |  | 41500 | 12.5 | 15 | 36800 | 8.7 | 26400 | 1 | HRCU-A-CB | Yes |  | 328 | 763 | Yes
3670879 | Active | Systems | 15 SEER N SERIES R410A HP | TEMPSTAR | NXH542GKA* |  | FXM4X48**A* |  | 42000 | 13 | 15.5 | 42000 | 8.6 | 26400 | 1 | HRCU-A-CB |  |  | 321 | 882 | Yes
3652913 | Active | Systems | 15 SEER N SERIES R410A HP | TEMPSTAR | NXH548GKA* |  | FEM4X60**** |  | 47500 | 12.5 | 15 | 46000 | 8.5 | 29200 | 1 | HRCU-A-CB |  |  | 375 | 1115 | Yes
3670802 | Active | Systems | 15 SEER N SERIES R410A HP | TEMPSTAR | NXH548GKA* |  | FVM4X60**** |  | 47000 | 12.7 | 15.5 | 44500 | 8.5 | 28400 | 1 | HRCU-A-CB |  |  | 359 | 892 | Yes
3670886 | Active | Systems | 15 SEER N SERIES R410A HP | TEMPSTAR | NXH548GKA* |  | FXM4X48**A* |  | 47500 | 12.5 | 15 | 45500 | 8.5 | 29000 | 1 | HRCU-A-CB | Yes |  | 375 | 1115 | Yes
3670893 | Active | Systems | 15 SEER N SERIES R410A HP | TEMPSTAR | NXH548GKA* |  | FXM4X60**A* |  | 48000 | 12.5 | 15 | 45500 | 8.5 | 29000 | 1 | HRCU-A-CB |  |  | 379 | 1115 | Yes
3670900 | Active | Systems | 15 SEER N SERIES R410A HP | TEMPSTAR | NXH560GKA* |  | FXM4X60**A* |  | 57000 | 12.5 | 15 | 56000 | 8.5 | 35400 | 1 | HRCU-A-CB | Yes |  | 450 | 1339 | Yes
5373425 | Active | Systems | SMARTCOMFORT TX 5300 R410A HP | TEMPSTAR | T4H324GKD* |  | EHD4X30A** | *9MA*0802120A** | 23200 | 12.5 | 15.2 | 23200 | 8.5 | 14600 | 1 | HRCU-A-CB |  |  | 181 | 558 | Yes
5373426 | Active | Systems | SMARTCOMFORT TX 5300 R410A HP | TEMPSTAR | T4H324GKD* |  | EHD4X30A** | *9MA*1002122A** | 23200 | 12.5 | 15.2 | 23200 | 8.5 | 14600 | 1 | HRCU-A-CB |  |  | 181 | 558 | Yes
5373427 | Active | Systems | SMARTCOMFORT TX 5300 R410A HP | TEMPSTAR | T4H324GKD* |  | EHD4X30A** | *9MV*0802120A** | 23000 | 12.5 | 15.2 | 23200 | 8.5 | 14500 | 1 | HRCU-A-CB |  |  | 179 | 558 | Yes
5373428 | Active | Systems | SMARTCOMFORT TX 5300 R410A HP | TEMPSTAR | T4H324GKD* |  | EHD4X30A** | *9MV*1002120A** | 23200 | 12.5 | 15.2 | 23200 | 8.5 | 14600 | 1 | HRCU-A-CB |  |  | 181 | 558 | Yes
5245929 | Discontinued | Systems | SMARTCOMFORT TXT+ R410A HP | TEMPSTAR | TCH624GKA* |  | EA*4X24*14A* | *8MX*0451408** | 23600 | 12.5 | 15.7 | 25400 | 8.7 | 15400 | 1 | HRCU-A-CB |  |  | 178 | 545 | Yes
5426711 | Discontinued | Systems | SMARTCOMFORT TXT+ R410A HP | TEMPSTAR | TCH624GKA* |  | EA*4X24*14A* | MV08**14C* | 23400 | 12.7 | 16.2 | 25200 | 8.5 | 15200 | 1 | HRCU-A-CB |  |  | 171 | 558 | Yes
5245977 | Discontinued | Systems | SMARTCOMFORT TXT+ R410A HP | TEMPSTAR | TCH624GKA* |  | EA*4X24*14A*+WALLCON | *8MV*0701412** | 23600 | 12.7 | 16 | 25200 | 8.7 | 15300 | 1 | HRCU-A-CB |  |  | 175 | 545 | Yes
5246082 | Discontinued | Systems | SMARTCOMFORT TXT+ R410A HP | TEMPSTAR | TCH624GKA* |  | EA*4X24*17A* | *9MV*0601714A** | 23400 | 12.5 | 16 | 25200 | 8.7 | 15300 | 1 | HRCU-A-CB |  |  | 173 | 545 | Yes
5246083 | Discontinued | Systems | SMARTCOMFORT TXT+ R410A HP | TEMPSTAR | TCH624GKA* |  | EA*4X24*17A* | *9MV*0801716A** | 23600 | 12.5 | 16 | 25200 | 8.7 | 15300 | 1 | HRCU-A-CB |  |  | 175 | 545 | Yes
5246018 | Discontinued | Systems | SMARTCOMFORT TXT+ R410A HP | TEMPSTAR | TCH624GKA* |  | EA*4X24*17A* | *9MX*0601714A** | 24400 | 12.5 | 16 | 25600 | 9 | 15900 | 1 | HRCU-A-CB |  |  | 181 | 527 | Yes
5426712 | Discontinued | Systems | SMARTCOMFORT TXT+ R410A HP | TEMPSTAR | TCH624GKA* |  | EA*4X24*17A* | MV08**14C* | 23400 | 12.7 | 16.2 | 25000 | 8.5 | 15200 | 1 | HRCU-A-CB |  |  | 171 | 558 | Yes
5426713 | Discontinued | Systems | SMARTCOMFORT TXT+ R410A HP | TEMPSTAR | TCH624GKA* |  | EA*4X24*17A* | MV12**17C* | 23600 | 12.7 | 16.2 | 25200 | 8.8 | 15200 | 1 | HRCU-A-CB |  |  | 172 | 539 | Yes
5426742 | Discontinued | Systems | SMARTCOMFORT TXT+ R410A HP | TEMPSTAR | TCH624GKA* |  | EA*4X24*17A* | NOMV106D12* | 24200 | 12.5 | 15.7 | 25800 | 8.5 | 15600 | 1 | HRCU-A-CB |  |  | 183 | 558 | Yes
5689766 | Active | Systems | SMARTCOMFORT TXT+ R410A HP | TEMPSTAR | TCH624GKA* |  | EA*4X24*17A* | OMV098J12* | 23800 | 12.5 | 16 | 25400 | 8.5 | 15400 | 1 | HRCU-A-CB |  |  | 176 | 558 | Yes
5245932 | Discontinued | Systems | SMARTCOMFORT TXT+ R410A HP | TEMPSTAR | TCH624GKA* |  | EA*4X24*17A* | OMV112K14A | 23600 | 12.7 | 16 | 25200 | 8.7 | 15300 | 1 | HRCU-A-CB |  |  | 175 | 545 | Yes
5245978 | Discontinued | Systems | SMARTCOMFORT TXT+ R410A HP | TEMPSTAR | TCH624GKA* |  | EA*4X24*17A*+WALLCON | *8MV*0901716** | 23800 | 13 | 16.2 | 25200 | 8.7 | 15200 | 1 | HRCU-A-CB |  |  | 174 | 545 | Yes
5246044 | Discontinued | Systems | SMARTCOMFORT TXT+ R410A HP | TEMPSTAR | TCH624GKA* |  | EA*4X24*17A*+WALLCON | *9MA*0601714A** | 23600 | 12.5 | 16 | 25200 | 8.5 | 15400 | 1 | HRCU-A-CB |  |  | 175 | 558 | Yes
5246045 | Discontinued | Systems | SMARTCOMFORT TXT+ R410A HP | TEMPSTAR | TCH624GKA* |  | EA*4X24*17A*+WALLCON | *9MA*0801714A** | 23600 | 12.5 | 16 | 25400 | 8.7 | 15300 | 1 | HRCU-A-CB |  |  | 175 | 545 | Yes
5245933 | Discontinued | Systems | SMARTCOMFORT TXT+ R410A HP | TEMPSTAR | TCH624GKA* |  | EA*4X30*14A* | *8MX*0451408** | 23800 | 12.5 | 15.7 | 25600 | 8.7 | 15500 | 1 | HRCU-A-CB |  |  | 179 | 545 | Yes
5426714 | Discontinued | Systems | SMARTCOMFORT TXT+ R410A HP | TEMPSTAR | TCH624GKA* |  | EA*4X30*14A* | MV08**14C* | 23400 | 12.7 | 16.2 | 25200 | 8.8 | 15200 | 1 | HRCU-A-CB |  |  | 171 | 539 | Yes
5245979 | Discontinued | Systems | SMARTCOMFORT TXT+ R410A HP | TEMPSTAR | TCH624GKA* |  | EA*4X30*14A*+WALLCON | *8MV*0701412** | 23600 | 12.7 | 16 | 25400 | 8.7 | 15300 | 1 | HRCU-A-CB |  |  | 175 | 545 | Yes
5246086 | Discontinued | Systems | SMARTCOMFORT TXT+ R410A HP | TEMPSTAR | TCH624GKA* |  | EA*4X30*17A* | *9MV*0601714A** | 23600 | 12.5 | 16 | 25400 | 8.7 | 15400 | 1 | HRCU-A-CB |  |  | 175 | 545 | Yes
5246087 | Discontinued | Systems | SMARTCOMFORT TXT+ R410A HP | TEMPSTAR | TCH624GKA* |  | EA*4X30*17A* | *9MV*0801716A** | 23800 | 12.7 | 16 | 25400 | 9 | 15400 | 1 | HRCU-A-CB |  |  | 176 | 527 | Yes
5426715 | Discontinued | Systems | SMARTCOMFORT TXT+ R410A HP | TEMPSTAR | TCH624GKA* |  | EA*4X30*17A* | MV08**14C* | 23600 | 12.7 | 16.2 | 25200 | 8.8 | 15200 | 1 | HRCU-A-CB |  |  | 172 | 539 | Yes
5426716 | Discontinued | Systems | SMARTCOMFORT TXT+ R410A HP | TEMPSTAR | TCH624GKA* |  | EA*4X30*17A* | MV12**17C* | 23600 | 12.7 | 16.2 | 25200 | 8.8 | 15200 | 1 | HRCU-A-CB |  |  | 172 | 539 | Yes
5426743 | Discontinued | Systems | SMARTCOMFORT TXT+ R410A HP | TEMPSTAR | TCH624GKA* |  | EA*4X30*17A* | NOMV106D12* | 24200 | 12.7 | 15.7 | 25800 | 8.5 | 15600 | 1 | HRCU-A-CB |  |  | 183 | 558 | Yes
5689782 | Active | Systems | SMARTCOMFORT TXT+ R410A HP | TEMPSTAR | TCH624GKA* |  | EA*4X30*17A* | OMV098J12* | 23800 | 12.5 | 16 | 25600 | 8.7 | 15500 | 1 | HRCU-A-CB |  |  | 176 | 545 | Yes
5245936 | Discontinued | Systems | SMARTCOMFORT TXT+ R410A HP | TEMPSTAR | TCH624GKA* |  | EA*4X30*17A* | OMV112K14A | 23600 | 12.7 | 16.2 | 25200 | 9 | 15300 | 1 | HRCU-A-CB |  |  | 172 | 527 | Yes
5245980 | Discontinued | Systems | SMARTCOMFORT TXT+ R410A HP | TEMPSTAR | TCH624GKA* |  | EA*4X30*17A*+WALLCON | *8MV*0901716** | 23800 | 13 | 16.2 | 25200 | 8.7 | 15200 | 1 | HRCU-A-CB |  |  | 174 | 545 | Yes
5246046 | Discontinued | Systems | SMARTCOMFORT TXT+ R410A HP | TEMPSTAR | TCH624GKA* |  | EA*4X30*17A*+WALLCON | *9MA*0601714A** | 23600 | 12.5 | 16 | 25200 | 8.7 | 15400 | 1 | HRCU-A-CB |  |  | 175 | 545 | Yes
5246047 | Discontinued | Systems | SMARTCOMFORT TXT+ R410A HP | TEMPSTAR | TCH624GKA* |  | EA*4X30*17A*+WALLCON | *9MA*0801714A** | 23600 | 12.5 | 16 | 25400 | 8.7 | 15400 | 1 | HRCU-A-CB |  |  | 175 | 545 | Yes
5245937 | Discontinued | Systems | SMARTCOMFORT TXT+ R410A HP | TEMPSTAR | TCH624GKA* |  | EA*4X36*14A* | *8MX*0451408** | 23800 | 12.5 | 16 | 25600 | 8.7 | 15500 | 1 | HRCU-A-CB |  |  | 176 | 545 | Yes
5426717 | Discontinued | Systems | SMARTCOMFORT TXT+ R410A HP | TEMPSTAR | TCH624GKA* |  | EA*4X36*14A* | MV08**14C* | 23600 | 12.7 | 16.2 | 25200 | 8.8 | 15200 | 1 | HRCU-A-CB |  |  | 172 | 539 | Yes
5245981 | Discontinued | Systems | SMARTCOMFORT TXT+ R410A HP | TEMPSTAR | TCH624GKA* |  | EA*4X36*14A*+WALLCON | *8MV*0701412** | 23800 | 12.7 | 16.2 | 25000 | 8.7 | 15300 | 1 | HRCU-A-CB |  |  | 174 | 545 | Yes
5246090 | Discontinued | Systems | SMARTCOMFORT TXT+ R410A HP | TEMPSTAR | TCH624GKA* |  | EA*4X36*17A* | *9MV*0601714A** | 23600 | 12.5 | 16 | 25000 | 9 | 15400 | 1 | HRCU-A-CB |  |  | 175 | 527 | Yes
5246091 | Discontinued | Systems | SMARTCOMFORT TXT+ R410A HP | TEMPSTAR | TCH624GKA* |  | EA*4X36*17A* | *9MV*0801716A** | 23800 | 12.7 | 16 | 25000 | 9 | 15400 | 1 | HRCU-A-CB |  |  | 176 | 527 | Yes
5426718 | Discontinued | Systems | SMARTCOMFORT TXT+ R410A HP | TEMPSTAR | TCH624GKA* |  | EA*4X36*17A* | MV08**14C* | 23600 | 12.7 | 16.2 | 25200 | 8.8 | 15200 | 1 | HRCU-A-CB |  |  | 172 | 539 | Yes
5426719 | Discontinued | Systems | SMARTCOMFORT TXT+ R410A HP | TEMPSTAR | TCH624GKA* |  | EA*4X36*17A* | MV12**17C* | 23800 | 13 | 16.2 | 25200 | 9 | 15200 | 1 | HRCU-A-CB |  |  | 174 | 527 | Yes
5426744 | Discontinued | Systems | SMARTCOMFORT TXT+ R410A HP | TEMPSTAR | TCH624GKA* |  | EA*4X36*17A* | NOMV106D12* | 24200 | 12.7 | 16 | 25800 | 8.5 | 15600 | 1 | HRCU-A-CB |  |  | 179 | 558 | Yes
5689797 | Active | Systems | SMARTCOMFORT TXT+ R410A HP | TEMPSTAR | TCH624GKA* |  | EA*4X36*17A* | OMV098J12* | 23800 | 12.5 | 16 | 25600 | 8.7 | 15500 | 1 | HRCU-A-CB |  |  | 176 | 545 | Yes
5245940 | Discontinued | Systems | SMARTCOMFORT TXT+ R410A HP | TEMPSTAR | TCH624GKA* |  | EA*4X36*17A* | OMV112K14A | 23600 | 13 | 16.2 | 25200 | 9 | 15300 | 1 | HRCU-A-CB |  |  | 172 | 527 | Yes
5245982 | Discontinued | Systems | SMARTCOMFORT TXT+ R410A HP | TEMPSTAR | TCH624GKA* |  | EA*4X36*17A*+WALLCON | *8MV*0901716** | 23800 | 13 | 16.2 | 25000 | 8.7 | 15300 | 1 | HRCU-A-CB |  |  | 174 | 545 | Yes
5246048 | Discontinued | Systems | SMARTCOMFORT TXT+ R410A HP | TEMPSTAR | TCH624GKA* |  | EA*4X36*17A*+WALLCON | *9MA*0601714A** | 23600 | 12.5 | 16 | 25000 | 8.7 | 15400 | 1 | HRCU-A-CB |  |  | 175 | 545 | Yes
5246049 | Discontinued | Systems | SMARTCOMFORT TXT+ R410A HP | TEMPSTAR | TCH624GKA* |  | EA*4X36*17A*+WALLCON | *9MA*0801714A** | 23800 | 12.7 | 16 | 25000 | 8.7 | 15400 | 1 | HRCU-A-CB |  |  | 176 | 545 | Yes
5246092 | Discontinued | Systems | SMARTCOMFORT TXT+ R410A HP | TEMPSTAR | TCH624GKA* |  | EA*4X36*21A* | *9MV*0601714A** | 23800 | 12.7 | 16 | 25000 | 9 | 15400 | 1 | HRCU-A-CB |  |  | 176 | 527 | Yes
5246093 | Discontinued | Systems | SMARTCOMFORT TXT+ R410A HP | TEMPSTAR | TCH624GKA* |  | EA*4X36*21A* | *9MV*0801716A** | 24000 | 13 | 16.2 | 25200 | 9 | 15400 | 1 | HRCU-A-CB |  |  | 175 | 527 | Yes
5246133 | Discontinued | Systems | SMARTCOMFORT TXT+ R410A HP | TEMPSTAR | TCH624GKA* |  | EA*4X36*21A* | *9MV*0802120A** | 24200 | 13 | 16.5 | 25400 | 9.2 | 15500 | 1 | HRCU-A-CB |  |  | 174 | 515 | Yes
5246134 | Discontinued | Systems | SMARTCOMFORT TXT+ R410A HP | TEMPSTAR | TCH624GKA* |  | EA*4X36*21A* | *9MV*1002120A** | 24600 | 13 | 16.5 | 25600 | 9.5 | 15600 | 1 | HRCU-A-CB |  |  | 177 | 499 | Yes
5426720 | Discontinued | Systems | SMARTCOMFORT TXT+ R410A HP | TEMPSTAR | TCH624GKA* |  | EA*4X36*21A* | MV12**17C* | 23800 | 13 | 16.5 | 25200 | 9 | 15200 | 1 | HRCU-A-CB |  |  | 171 | 527 | Yes
5426745 | Discontinued | Systems | SMARTCOMFORT TXT+ R410A HP | TEMPSTAR | TCH624GKA* |  | EA*4X36*21A* | NOMV106D12* | 24400 | 12.7 | 16 | 25800 | 8.5 | 15500 | 1 | HRCU-A-CB |  |  | 181 | 558 | Yes
5245983 | Discontinued | Systems | SMARTCOMFORT TXT+ R410A HP | TEMPSTAR | TCH624GKA* |  | EA*4X36*21A*+WALLCON | *8MV*1102120** | 23800 | 13 | 16.5 | 25000 | 9.2 | 15300 | 1 | HRCU-A-CB |  |  | 171 | 515 | Yes
5246050 | Discontinued | Systems | SMARTCOMFORT TXT+ R410A HP | TEMPSTAR | TCH624GKA* |  | EA*4X36*21A*+WALLCON | *9MA*0601714A** | 23600 | 12.5 | 16 | 25000 | 8.7 | 15400 | 1 | HRCU-A-CB |  |  | 175 | 545 | Yes
5246143 | Discontinued | Systems | SMARTCOMFORT TXT+ R410A HP | TEMPSTAR | TCH624GKA* |  | EA*4X36*21A*+WALLCON | *9MA*0602120A** | 24000 | 12.5 | 15.7 | 25400 | 8.5 | 15900 | 1 | HRCU-A-CB |  |  | 181 | 558 | Yes
5246051 | Discontinued | Systems | SMARTCOMFORT TXT+ R410A HP | TEMPSTAR | TCH624GKA* |  | EA*4X36*21A*+WALLCON | *9MA*0801714A** | 23800 | 12.7 | 16 | 25000 | 8.7 | 15300 | 1 | HRCU-A-CB |  |  | 176 | 545 | Yes
5246144 | Discontinued | Systems | SMARTCOMFORT TXT+ R410A HP | TEMPSTAR | TCH624GKA* |  | EA*4X36*21A*+WALLCON | *9MA*0802120A** | 24000 | 12.5 | 16.2 | 25400 | 9 | 15800 | 1 | HRCU-A-CB |  |  | 175 | 527 | Yes
5246145 | Discontinued | Systems | SMARTCOMFORT TXT+ R410A HP | TEMPSTAR | TCH624GKA* |  | EA*4X36*21A*+WALLCON | *9MA*1002122A** | 24000 | 12.5 | 16.2 | 25400 | 9 | 15800 | 1 | HRCU-A-CB |  |  | 175 | 527 | Yes
5246094 | Discontinued | Systems | SMARTCOMFORT TXT+ R410A HP | TEMPSTAR | TCH624GKA* |  | ED*4X36F** | *9MV*0601714A** | 23600 | 12.5 | 16 | 25000 | 9 | 15400 | 1 | HRCU-A-CB |  |  | 175 | 527 | Yes
5246095 | Discontinued | Systems | SMARTCOMFORT TXT+ R410A HP | TEMPSTAR | TCH624GKA* |  | ED*4X36F** | *9MV*0801716A** | 23800 | 12.7 | 16 | 25000 | 9 | 15400 | 1 | HRCU-A-CB |  |  | 176 | 527 | Yes
5246052 | Discontinued | Systems | SMARTCOMFORT TXT+ R410A HP | TEMPSTAR | TCH624GKA* |  | ED*4X36F**+WALLCON | *9MA*0601714A** | 23600 | 12.5 | 15.7 | 25000 | 8.5 | 15400 | 1 | HRCU-A-CB |  |  | 178 | 558 | Yes
5246053 | Discontinued | Systems | SMARTCOMFORT TXT+ R410A HP | TEMPSTAR | TCH624GKA* |  | ED*4X36F**+WALLCON | *9MA*0801714A** | 23800 | 12.7 | 16 | 25000 | 8.5 | 15400 | 1 | HRCU-A-CB |  |  | 176 | 558 | Yes
5245964 | Discontinued | Systems | SMARTCOMFORT TXT+ R410A HP | TEMPSTAR | TCH624GKA* |  | EHD4X24A** | *8MX*0451408** | 23600 | 12.5 | 15.5 | 25400 | 8.5 | 15400 | 1 | HRCU-A-CB |  |  | 180 | 558 | Yes
5246123 | Discontinued | Systems | SMARTCOMFORT TXT+ R410A HP | TEMPSTAR | TCH624GKA* |  | EHD4X24A** | *9MV*0801716A** | 23200 | 12.5 | 15.7 | 25200 | 8.5 | 15300 | 1 | HRCU-A-CB |  |  | 175 | 558 | Yes
5246137 | Discontinued | Systems | SMARTCOMFORT TXT+ R410A HP | TEMPSTAR | TCH624GKA* |  | EHD4X24A** | *9MV*0802120A** | 23000 | 12.5 | 15.7 | 25000 | 8.7 | 15200 | 1 | HRCU-A-CB |  |  | 173 | 545 | Yes
5246138 | Discontinued | Systems | SMARTCOMFORT TXT+ R410A HP | TEMPSTAR | TCH624GKA* |  | EHD4X24A** | *9MV*1002120A** | 23200 | 12.5 | 15.7 | 25000 | 8.7 | 15200 | 1 | HRCU-A-CB |  |  | 175 | 545 | Yes
5246124 | Discontinued | Systems | SMARTCOMFORT TXT+ R410A HP | TEMPSTAR | TCH624GKA* |  | EHD4X24A** | *9MV*1202422A** | 23200 | 12.5 | 15.7 | 25200 | 8.7 | 15200 | 1 | HRCU-A-CB |  |  | 175 | 545 | Yes
5426736 | Discontinued | Systems | SMARTCOMFORT TXT+ R410A HP | TEMPSTAR | TCH624GKA* |  | EHD4X24A** | MV08**14C* | 23600 | 12.7 | 16 | 25400 | 8.5 | 15300 | 1 | HRCU-A-CB |  |  | 175 | 558 | Yes
5426737 | Discontinued | Systems | SMARTCOMFORT TXT+ R410A HP | TEMPSTAR | TCH624GKA* |  | EHD4X24A** | MV12**17C* | 23600 | 12.7 | 16.2 | 25400 | 8.8 | 15300 | 1 | HRCU-A-CB |  |  | 172 | 539 | Yes
5245967 | Discontinued | Systems | SMARTCOMFORT TXT+ R410A HP | TEMPSTAR | TCH624GKA* |  | EHD4X24A** | OMV112K14A | 23600 | 12.5 | 16 | 25400 | 8.7 | 15400 | 1 | HRCU-A-CB |  |  | 175 | 545 | Yes
5246002 | Discontinued | Systems | SMARTCOMFORT TXT+ R410A HP | TEMPSTAR | TCH624GKA* |  | EHD4X24A**+WALLCON | *8MV*0701412** | 23800 | 12.7 | 16 | 25400 | 8.7 | 15400 | 1 | HRCU-A-CB |  |  | 176 | 545 | Yes
5246003 | Discontinued | Systems | SMARTCOMFORT TXT+ R410A HP | TEMPSTAR | TCH624GKA* |  | EHD4X24A**+WALLCON | *8MV*0901716** | 23800 | 12.7 | 16 | 25400 | 8.7 | 15300 | 1 | HRCU-A-CB |  |  | 176 | 545 | Yes
5246004 | Discontinued | Systems | SMARTCOMFORT TXT+ R410A HP | TEMPSTAR | TCH624GKA* |  | EHD4X24A**+WALLCON | *8MV*1102120** | 23800 | 12.7 | 16 | 25600 | 9 | 15400 | 1 | HRCU-A-CB |  |  | 176 | 527 | Yes
5246005 | Discontinued | Systems | SMARTCOMFORT TXT+ R410A HP | TEMPSTAR | TCH624GKA* |  | EHD4X24A**+WALLCON | *8MV*1352422** | 23800 | 12.7 | 16 | 25400 | 9 | 15400 | 1 | HRCU-A-CB |  |  | 176 | 527 | Yes
5246071 | Discontinued | Systems | SMARTCOMFORT TXT+ R410A HP | TEMPSTAR | TCH624GKA* |  | EHD4X24A**+WALLCON | *9MA*0601714A** | 23600 | 12.5 | 15.5 | 25400 | 8.5 | 15500 | 1 | HRCU-A-CB |  |  | 180 | 558 | Yes
5246072 | Discontinued | Systems | SMARTCOMFORT TXT+ R410A HP | TEMPSTAR | TCH624GKA* |  | EHD4X24A**+WALLCON | *9MA*0801714A** | 23600 | 12.5 | 15.7 | 25600 | 8.7 | 15400 | 1 | HRCU-A-CB |  |  | 178 | 545 | Yes
5246150 | Discontinued | Systems | SMARTCOMFORT TXT+ R410A HP | TEMPSTAR | TCH624GKA* |  | EHD4X24A**+WALLCON | *9MA*0802120A** | 24000 | 12.5 | 15.7 | 25600 | 8.7 | 15900 | 1 | HRCU-A-CB |  |  | 181 | 545 | Yes
5246151 | Discontinued | Systems | SMARTCOMFORT TXT+ R410A HP | TEMPSTAR | TCH624GKA* |  | EHD4X24A**+WALLCON | *9MA*1002122A** | 24000 | 12.5 | 15.7 | 25600 | 8.7 | 15900 | 1 | HRCU-A-CB |  |  | 181 | 545 | Yes
5246073 | Discontinued | Systems | SMARTCOMFORT TXT+ R410A HP | TEMPSTAR | TCH624GKA* |  | EHD4X24A**+WALLCON | *9MA*1202422A** | 23600 | 12.5 | 15.7 | 25400 | 9 | 15400 | 1 | HRCU-A-CB |  |  | 178 | 527 | Yes
5245968 | Discontinued | Systems | SMARTCOMFORT TXT+ R410A HP | TEMPSTAR | TCH624GKA* |  | EHD4X30A** | *8MX*0451408** | 23800 | 12.5 | 16 | 25600 | 8.7 | 15500 | 1 | HRCU-A-CB |  |  | 176 | 545 | Yes
5246126 | Discontinued | Systems | SMARTCOMFORT TXT+ R410A HP | TEMPSTAR | TCH624GKA* |  | EHD4X30A** | *9MV*0601714A** | 23400 | 12.5 | 16 | 25400 | 8.7 | 15300 | 1 | HRCU-A-CB |  |  | 173 | 545 | Yes
5246127 | Discontinued | Systems | SMARTCOMFORT TXT+ R410A HP | TEMPSTAR | TCH624GKA* |  | EHD4X30A** | *9MV*0801716A** | 23600 | 12.7 | 16 | 25400 | 8.7 | 15300 | 1 | HRCU-A-CB |  |  | 175 | 545 | Yes
5246139 | Discontinued | Systems | SMARTCOMFORT TXT+ R410A HP | TEMPSTAR | TCH624GKA* |  | EHD4X30A** | *9MV*0802120A** | 23600 | 12.7 | 16 | 25400 | 9 | 15300 | 1 | HRCU-A-CB |  |  | 175 | 527 | Yes
5246140 | Discontinued | Systems | SMARTCOMFORT TXT+ R410A HP | TEMPSTAR | TCH624GKA* |  | EHD4X30A** | *9MV*1002120A** | 23800 | 12.7 | 16.2 | 25600 | 9 | 15400 | 1 | HRCU-A-CB |  |  | 174 | 527 | Yes
5246128 | Discontinued | Systems | SMARTCOMFORT TXT+ R410A HP | TEMPSTAR | TCH624GKA* |  | EHD4X30A** | *9MV*1202422A** | 23800 | 12.7 | 16 | 25400 | 9 | 15300 | 1 | HRCU-A-CB |  |  | 176 | 527 | Yes
5246041 | Discontinued | Systems | SMARTCOMFORT TXT+ R410A HP | TEMPSTAR | TCH624GKA* |  | EHD4X30A** | *9MX*0601714A** | 24600 | 12.5 | 16 | 25800 | 9 | 16000 | 1 | HRCU-A-CB |  |  | 182 | 527 | Yes
5426738 | Discontinued | Systems | SMARTCOMFORT TXT+ R410A HP | TEMPSTAR | TCH624GKA* |  | EHD4X30A** | MV08**14C* | 23600 | 12.7 | 16.2 | 25200 | 8.8 | 15200 | 1 | HRCU-A-CB |  |  | 172 | 539 | Yes
5426739 | Discontinued | Systems | SMARTCOMFORT TXT+ R410A HP | TEMPSTAR | TCH624GKA* |  | EHD4X30A** | MV12**17C* | 23800 | 12.7 | 16.2 | 25400 | 8.8 | 15300 | 1 | HRCU-A-CB |  |  | 174 | 539 | Yes
5426754 | Discontinued | Systems | SMARTCOMFORT TXT+ R410A HP | TEMPSTAR | TCH624GKA* |  | EHD4X30A** | NOMV106D12* | 24200 | 12.5 | 15.7 | 26000 | 8.5 | 15700 | 1 | HRCU-A-CB |  |  | 183 | 558 | Yes
5689905 | Active | Systems | SMARTCOMFORT TXT+ R410A HP | TEMPSTAR | TCH624GKA* |  | EHD4X30A** | OMV098J12* | 23800 | 12.5 | 16 | 25800 | 8.7 | 15500 | 1 | HRCU-A-CB |  |  | 176 | 545 | Yes
5245971 | Discontinued | Systems | SMARTCOMFORT TXT+ R410A HP | TEMPSTAR | TCH624GKA* |  | EHD4X30A** | OMV112K14A | 23800 | 12.7 | 16 | 25400 | 9 | 15300 | 1 | HRCU-A-CB |  |  | 176 | 527 | Yes
5246006 | Discontinued | Systems | SMARTCOMFORT TXT+ R410A HP | TEMPSTAR | TCH624GKA* |  | EHD4X30A**+WALLCON | *8MV*0701412** | 23800 | 12.7 | 16.2 | 25400 | 8.7 | 15300 | 1 | HRCU-A-CB |  |  | 174 | 545 | Yes
5246007 | Discontinued | Systems | SMARTCOMFORT TXT+ R410A HP | TEMPSTAR | TCH624GKA* |  | EHD4X30A**+WALLCON | *8MV*0901716** | 23800 | 13 | 16.2 | 25400 | 8.7 | 15300 | 1 | HRCU-A-CB |  |  | 174 | 545 | Yes
5246008 | Discontinued | Systems | SMARTCOMFORT TXT+ R410A HP | TEMPSTAR | TCH624GKA* |  | EHD4X30A**+WALLCON | *8MV*1102120** | 23800 | 13 | 16.2 | 25400 | 9 | 15300 | 1 | HRCU-A-CB |  |  | 174 | 527 | Yes
5246009 | Discontinued | Systems | SMARTCOMFORT TXT+ R410A HP | TEMPSTAR | TCH624GKA* |  | EHD4X30A**+WALLCON | *8MV*1352422** | 23800 | 13 | 16.5 | 25400 | 9 | 15300 | 1 | HRCU-A-CB |  |  | 171 | 527 | Yes
5246074 | Discontinued | Systems | SMARTCOMFORT TXT+ R410A HP | TEMPSTAR | TCH624GKA* |  | EHD4X30A**+WALLCON | *9MA*0601714A** | 23600 | 12.5 | 16 | 25400 | 8.7 | 15400 | 1 | HRCU-A-CB |  |  | 175 | 545 | Yes
5246075 | Discontinued | Systems | SMARTCOMFORT TXT+ R410A HP | TEMPSTAR | TCH624GKA* |  | EHD4X30A**+WALLCON | *9MA*0801714A** | 23800 | 12.5 | 16 | 25600 | 8.7 | 15400 | 1 | HRCU-A-CB |  |  | 176 | 545 | Yes
5246153 | Discontinued | Systems | SMARTCOMFORT TXT+ R410A HP | TEMPSTAR | TCH624GKA* |  | EHD4X30A**+WALLCON | *9MA*0802120A** | 24000 | 12.5 | 16 | 25600 | 8.7 | 15900 | 1 | HRCU-A-CB |  |  | 178 | 545 | Yes
5246154 | Discontinued | Systems | SMARTCOMFORT TXT+ R410A HP | TEMPSTAR | TCH624GKA* |  | EHD4X30A**+WALLCON | *9MA*1002122A** | 24000 | 12.5 | 16 | 25600 | 8.7 | 15900 | 1 | HRCU-A-CB |  |  | 178 | 545 | Yes
5246076 | Discontinued | Systems | SMARTCOMFORT TXT+ R410A HP | TEMPSTAR | TCH624GKA* |  | EHD4X30A**+WALLCON | *9MA*1202422A** | 23800 | 12.7 | 16 | 25400 | 9 | 15400 | 1 | HRCU-A-CB |  |  | 176 | 527 | Yes
5245972 | Discontinued | Systems | SMARTCOMFORT TXT+ R410A HP | TEMPSTAR | TCH624GKA* |  | EHD4X36A** | *8MX*0451408** | 24000 | 12.5 | 16 | 25000 | 9 | 15500 | 1 | HRCU-A-CB |  |  | 178 | 527 | Yes
5246130 | Discontinued | Systems | SMARTCOMFORT TXT+ R410A HP | TEMPSTAR | TCH624GKA* |  | EHD4X36A** | *9MV*0601714A** | 23600 | 12.5 | 16 | 25200 | 9 | 15400 | 1 | HRCU-A-CB |  |  | 175 | 527 | Yes
5246131 | Discontinued | Systems | SMARTCOMFORT TXT+ R410A HP | TEMPSTAR | TCH624GKA* |  | EHD4X36A** | *9MV*0801716A** | 23800 | 12.7 | 16 | 25200 | 9 | 15400 | 1 | HRCU-A-CB |  |  | 176 | 527 | Yes
5246141 | Discontinued | Systems | SMARTCOMFORT TXT+ R410A HP | TEMPSTAR | TCH624GKA* |  | EHD4X36A** | *9MV*0802120A** | 24000 | 13 | 16.2 | 25200 | 9.2 | 15400 | 1 | HRCU-A-CB |  |  | 175 | 515 | Yes
5246142 | Discontinued | Systems | SMARTCOMFORT TXT+ R410A HP | TEMPSTAR | TCH624GKA* |  | EHD4X36A** | *9MV*1002120A** | 24200 | 13 | 16.2 | 25800 | 9.2 | 15500 | 1 | HRCU-A-CB |  |  | 177 | 515 | Yes
5246132 | Discontinued | Systems | SMARTCOMFORT TXT+ R410A HP | TEMPSTAR | TCH624GKA* |  | EHD4X36A** | *9MV*1202422A** | 24000 | 13 | 16.2 | 25400 | 9.2 | 15500 | 1 | HRCU-A-CB |  |  | 175 | 515 | Yes
5246043 | Discontinued | Systems | SMARTCOMFORT TXT+ R410A HP | TEMPSTAR | TCH624GKA* |  | EHD4X36A** | *9MX*0601714A** | 24800 | 12.5 | 16 | 25000 | 9 | 16100 | 1 | HRCU-A-CB |  |  | 184 | 527 | Yes
5426740 | Discontinued | Systems | SMARTCOMFORT TXT+ R410A HP | TEMPSTAR | TCH624GKA* |  | EHD4X36A** | MV08**14C* | 23600 | 12.7 | 16.2 | 25400 | 8.8 | 15300 | 1 | HRCU-A-CB |  |  | 172 | 539 | Yes
5426741 | Discontinued | Systems | SMARTCOMFORT TXT+ R410A HP | TEMPSTAR | TCH624GKA* |  | EHD4X36A** | MV12**17C* | 23800 | 13 | 16.2 | 25400 | 9 | 15300 | 1 | HRCU-A-CB |  |  | 174 | 527 | Yes
5426755 | Discontinued | Systems | SMARTCOMFORT TXT+ R410A HP | TEMPSTAR | TCH624GKA* |  | EHD4X36A** | NOMV106D12* | 24400 | 12.7 | 15.7 | 26000 | 8.5 | 15600 | 1 | HRCU-A-CB |  |  | 184 | 558 | Yes
5689931 | Active | Systems | SMARTCOMFORT TXT+ R410A HP | TEMPSTAR | TCH624GKA* |  | EHD4X36A** | OLV098A12* | 23800 | 12.5 | 15.5 | 25000 | 8.5 | 15500 | 1 | HRCU-A-CB |  |  | 182 | 558 | Yes
5689919 | Active | Systems | SMARTCOMFORT TXT+ R410A HP | TEMPSTAR | TCH624GKA* |  | EHD4X36A** | OMV098J12* | 23800 | 12.5 | 16 | 25000 | 8.7 | 15500 | 1 | HRCU-A-CB |  |  | 176 | 545 | Yes
5245975 | Discontinued | Systems | SMARTCOMFORT TXT+ R410A HP | TEMPSTAR | TCH624GKA* |  | EHD4X36A** | OMV112K14A | 23800 | 12.7 | 16.2 | 25000 | 9 | 15300 | 1 | HRCU-A-CB |  |  | 174 | 527 | Yes
5246010 | Discontinued | Systems | SMARTCOMFORT TXT+ R410A HP | TEMPSTAR | TCH624GKA* |  | EHD4X36A**+WALLCON | *8MV*0701412** | 23800 | 13 | 16.2 | 25000 | 8.7 | 15300 | 1 | HRCU-A-CB |  |  | 174 | 545 | Yes
5246011 | Discontinued | Systems | SMARTCOMFORT TXT+ R410A HP | TEMPSTAR | TCH624GKA* |  | EHD4X36A**+WALLCON | *8MV*0901716** | 23800 | 13 | 16.2 | 25000 | 9 | 15300 | 1 | HRCU-A-CB |  |  | 174 | 527 | Yes
5246012 | Discontinued | Systems | SMARTCOMFORT TXT+ R410A HP | TEMPSTAR | TCH624GKA* |  | EHD4X36A**+WALLCON | *8MV*1102120** | 23800 | 13 | 16.5 | 25000 | 9.2 | 15300 | 1 | HRCU-A-CB |  |  | 171 | 515 | Yes
5246013 | Discontinued | Systems | SMARTCOMFORT TXT+ R410A HP | TEMPSTAR | TCH624GKA* |  | EHD4X36A**+WALLCON | *8MV*1352422** | 23800 | 13 | 16.5 | 25000 | 9.2 | 15300 | 1 | HRCU-A-CB |  |  | 171 | 515 | Yes
5246077 | Discontinued | Systems | SMARTCOMFORT TXT+ R410A HP | TEMPSTAR | TCH624GKA* |  | EHD4X36A**+WALLCON | *9MA*0601714A** | 23800 | 12.5 | 16 | 25000 | 8.7 | 15400 | 1 | HRCU-A-CB |  |  | 176 | 545 | Yes
5246155 | Discontinued | Systems | SMARTCOMFORT TXT+ R410A HP | TEMPSTAR | TCH624GKA* |  | EHD4X36A**+WALLCON | *9MA*0602120A** | 24000 | 12.5 | 15.7 | 25600 | 8.7 | 15900 | 1 | HRCU-A-CB |  |  | 181 | 545 | Yes
5246078 | Discontinued | Systems | SMARTCOMFORT TXT+ R410A HP | TEMPSTAR | TCH624GKA* |  | EHD4X36A**+WALLCON | *9MA*0801714A** | 23800 | 12.7 | 16 | 25000 | 8.7 | 15400 | 1 | HRCU-A-CB |  |  | 176 | 545 | Yes
5246156 | Discontinued | Systems | SMARTCOMFORT TXT+ R410A HP | TEMPSTAR | TCH624GKA* |  | EHD4X36A**+WALLCON | *9MA*0802120A** | 24000 | 12.5 | 16 | 25600 | 9 | 15900 | 1 | HRCU-A-CB |  |  | 178 | 527 | Yes
5246157 | Discontinued | Systems | SMARTCOMFORT TXT+ R410A HP | TEMPSTAR | TCH624GKA* |  | EHD4X36A**+WALLCON | *9MA*1002122A** | 24000 | 12.5 | 16 | 25600 | 9 | 15900 | 1 | HRCU-A-CB |  |  | 178 | 527 | Yes
5246079 | Discontinued | Systems | SMARTCOMFORT TXT+ R410A HP | TEMPSTAR | TCH624GKA* |  | EHD4X36A**+WALLCON | *9MA*1202422A** | 23800 | 12.7 | 16.2 | 25000 | 9 | 15400 | 1 | HRCU-A-CB |  |  | 174 | 527 | Yes
5245941 | Discontinued | Systems | SMARTCOMFORT TXT+ R410A HP | TEMPSTAR | TCH624GKA* |  | EN(A,D)4X24*14** | *8MX*0451408** | 23600 | 12.5 | 15.7 | 25600 | 8.5 | 15400 | 1 | HRCU-A-CB |  |  | 178 | 558 | Yes
5426721 | Discontinued | Systems | SMARTCOMFORT TXT+ R410A HP | TEMPSTAR | TCH624GKA* |  | EN(A,D)4X24*14** | MV08**14C* | 23600 | 12.7 | 16.2 | 25400 | 8.5 | 15200 | 1 | HRCU-A-CB |  |  | 172 | 558 | Yes
5245984 | Discontinued | Systems | SMARTCOMFORT TXT+ R410A HP | TEMPSTAR | TCH624GKA* |  | EN(A,D)4X24*14**+WALLCON | *8MV*0701412** | 23800 | 12.7 | 16 | 25400 | 8.7 | 15300 | 1 | HRCU-A-CB |  |  | 176 | 545 | Yes
5246098 | Discontinued | Systems | SMARTCOMFORT TXT+ R410A HP | TEMPSTAR | TCH624GKA* |  | EN(A,D)4X24*17** | *9MV*0601714A** | 23200 | 12.5 | 15.7 | 25200 | 8.5 | 15300 | 1 | HRCU-A-CB |  |  | 175 | 558 | Yes
5246099 | Discontinued | Systems | SMARTCOMFORT TXT+ R410A HP | TEMPSTAR | TCH624GKA* |  | EN(A,D)4X24*17** | *9MV*0801716A** | 23400 | 12.5 | 16 | 25400 | 8.7 | 15300 | 1 | HRCU-A-CB |  |  | 173 | 545 | Yes
5246025 | Discontinued | Systems | SMARTCOMFORT TXT+ R410A HP | TEMPSTAR | TCH624GKA* |  | EN(A,D)4X24*17** | *9MX*0601714A** | 24400 | 12.5 | 16 | 25600 | 9 | 15900 | 1 | HRCU-A-CB |  |  | 181 | 527 | Yes
5426722 | Discontinued | Systems | SMARTCOMFORT TXT+ R410A HP | TEMPSTAR | TCH624GKA* |  | EN(A,D)4X24*17** | MV08**14C* | 23600 | 12.7 | 16.2 | 25400 | 8.5 | 15200 | 1 | HRCU-A-CB |  |  | 172 | 558 | Yes
5426723 | Discontinued | Systems | SMARTCOMFORT TXT+ R410A HP | TEMPSTAR | TCH624GKA* |  | EN(A,D)4X24*17** | MV12**17C* | 23800 | 12.7 | 16.2 | 25400 | 8.8 | 15300 | 1 | HRCU-A-CB |  |  | 174 | 539 | Yes
5689813 | Active | Systems | SMARTCOMFORT TXT+ R410A HP | TEMPSTAR | TCH624GKA* |  | EN(A,D)4X24*17** | OMV098J12* | 23800 | 12.5 | 16 | 25800 | 8.5 | 15500 | 1 | HRCU-A-CB |  |  | 176 | 558 | Yes
5245944 | Discontinued | Systems | SMARTCOMFORT TXT+ R410A HP | TEMPSTAR | TCH624GKA* |  | EN(A,D)4X24*17** | OMV112K14A | 23600 | 12.5 | 16 | 25400 | 8.7 | 15300 | 1 | HRCU-A-CB |  |  | 175 | 545 | Yes
5245985 | Discontinued | Systems | SMARTCOMFORT TXT+ R410A HP | TEMPSTAR | TCH624GKA* |  | EN(A,D)4X24*17**+WALLCON | *8MV*0901716** | 23800 | 12.7 | 16.2 | 25400 | 8.7 | 15300 | 1 | HRCU-A-CB |  |  | 174 | 545 | Yes
5246054 | Discontinued | Systems | SMARTCOMFORT TXT+ R410A HP | TEMPSTAR | TCH624GKA* |  | EN(A,D)4X24*17**+WALLCON | *9MA*0601714A** | 23600 | 12.5 | 15.7 | 25400 | 8.5 | 15400 | 1 | HRCU-A-CB |  |  | 178 | 558 | Yes
5246055 | Discontinued | Systems | SMARTCOMFORT TXT+ R410A HP | TEMPSTAR | TCH624GKA* |  | EN(A,D)4X24*17**+WALLCON | *9MA*0801714A** | 23600 | 12.5 | 15.7 | 25600 | 8.7 | 15400 | 1 | HRCU-A-CB |  |  | 178 | 545 | Yes
5245945 | Discontinued | Systems | SMARTCOMFORT TXT+ R410A HP | TEMPSTAR | TCH624GKA* |  | EN(A,D)4X30*14** | *8MX*0451408** | 23600 | 12.5 | 15.7 | 25400 | 8.7 | 15400 | 1 | HRCU-A-CB |  |  | 178 | 545 | Yes
5426724 | Discontinued | Systems | SMARTCOMFORT TXT+ R410A HP | TEMPSTAR | TCH624GKA* |  | EN(A,D)4X30*14** | MV08**14C* | 23400 | 12.7 | 16.2 | 25200 | 8.8 | 15200 | 1 | HRCU-A-CB |  |  | 171 | 539 | Yes
5245986 | Discontinued | Systems | SMARTCOMFORT TXT+ R410A HP | TEMPSTAR | TCH624GKA* |  | EN(A,D)4X30*14**+WALLCON | *8MV*0701412** | 23600 | 12.7 | 16 | 25400 | 8.7 | 15300 | 1 | HRCU-A-CB |  |  | 175 | 545 | Yes
5246102 | Discontinued | Systems | SMARTCOMFORT TXT+ R410A HP | TEMPSTAR | TCH624GKA* |  | EN(A,D)4X30*17** | *9MV*0601714A** | 23600 | 12.5 | 16 | 25400 | 8.7 | 15400 | 1 | HRCU-A-CB |  |  | 175 | 545 | Yes
5246103 | Discontinued | Systems | SMARTCOMFORT TXT+ R410A HP | TEMPSTAR | TCH624GKA* |  | EN(A,D)4X30*17** | *9MV*0801716A** | 23600 | 12.7 | 16 | 25400 | 9 | 15400 | 1 | HRCU-A-CB |  |  | 175 | 527 | Yes
5246028 | Discontinued | Systems | SMARTCOMFORT TXT+ R410A HP | TEMPSTAR | TCH624GKA* |  | EN(A,D)4X30*17** | *9MX*0601714A** | 24600 | 12.5 | 16 | 25800 | 9 | 16000 | 1 | HRCU-A-CB |  |  | 182 | 527 | Yes
5426725 | Discontinued | Systems | SMARTCOMFORT TXT+ R410A HP | TEMPSTAR | TCH624GKA* |  | EN(A,D)4X30*17** | MV08**14C* | 23600 | 12.7 | 16.2 | 25200 | 8.8 | 15200 | 1 | HRCU-A-CB |  |  | 172 | 539 | Yes
5426726 | Discontinued | Systems | SMARTCOMFORT TXT+ R410A HP | TEMPSTAR | TCH624GKA* |  | EN(A,D)4X30*17** | MV12**17C* | 23600 | 12.7 | 16.2 | 25200 | 8.8 | 15300 | 1 | HRCU-A-CB |  |  | 172 | 539 | Yes
5426747 | Discontinued | Systems | SMARTCOMFORT TXT+ R410A HP | TEMPSTAR | TCH624GKA* |  | EN(A,D)4X30*17** | NOMV106D12* | 24200 | 12.7 | 15.7 | 25800 | 8.5 | 15600 | 1 | HRCU-A-CB |  |  | 183 | 558 | Yes
5689826 | Active | Systems | SMARTCOMFORT TXT+ R410A HP | TEMPSTAR | TCH624GKA* |  | EN(A,D)4X30*17** | OMV098J12* | 23800 | 12.5 | 16 | 25600 | 8.7 | 15500 | 1 | HRCU-A-CB |  |  | 176 | 545 | Yes
5245948 | Discontinued | Systems | SMARTCOMFORT TXT+ R410A HP | TEMPSTAR | TCH624GKA* |  | EN(A,D)4X30*17** | OMV112K14A | 23600 | 12.7 | 16.2 | 25200 | 9 | 15300 | 1 | HRCU-A-CB |  |  | 172 | 527 | Yes
5245987 | Discontinued | Systems | SMARTCOMFORT TXT+ R410A HP | TEMPSTAR | TCH624GKA* |  | EN(A,D)4X30*17**+WALLCON | *8MV*0901716** | 23800 | 13 | 16.2 | 25200 | 8.7 | 15300 | 1 | HRCU-A-CB |  |  | 174 | 545 | Yes
5246056 | Discontinued | Systems | SMARTCOMFORT TXT+ R410A HP | TEMPSTAR | TCH624GKA* |  | EN(A,D)4X30*17**+WALLCON | *9MA*0601714A** | 23600 | 12.5 | 16 | 25400 | 8.7 | 15400 | 1 | HRCU-A-CB |  |  | 175 | 545 | Yes
5246057 | Discontinued | Systems | SMARTCOMFORT TXT+ R410A HP | TEMPSTAR | TCH624GKA* |  | EN(A,D)4X30*17**+WALLCON | *9MA*0801714A** | 23600 | 12.5 | 16 | 25400 | 8.7 | 15400 | 1 | HRCU-A-CB |  |  | 175 | 545 | Yes
5246107 | Discontinued | Systems | SMARTCOMFORT TXT+ R410A HP | TEMPSTAR | TCH624GKA* |  | EN(A,D)4X36*21** | *9MV*0601714A** | 23600 | 12.5 | 16 | 25000 | 8.7 | 15400 | 1 | HRCU-A-CB |  |  | 175 | 545 | Yes
5246108 | Discontinued | Systems | SMARTCOMFORT TXT+ R410A HP | TEMPSTAR | TCH624GKA* |  | EN(A,D)4X36*21** | *9MV*0801716A** | 23600 | 12.7 | 16 | 25000 | 9 | 15400 | 1 | HRCU-A-CB |  |  | 175 | 527 | Yes
5246135 | Discontinued | Systems | SMARTCOMFORT TXT+ R410A HP | TEMPSTAR | TCH624GKA* |  | EN(A,D)4X36*21** | *9MV*0802120A** | 23800 | 13 | 16.2 | 25000 | 9 | 15400 | 1 | HRCU-A-CB |  |  | 174 | 527 | Yes
5246136 | Discontinued | Systems | SMARTCOMFORT TXT+ R410A HP | TEMPSTAR | TCH624GKA* |  | EN(A,D)4X36*21** | *9MV*1002120A** | 24000 | 13 | 16.2 | 25200 | 9.2 | 15500 | 1 | HRCU-A-CB |  |  | 175 | 515 | Yes
5246031 | Discontinued | Systems | SMARTCOMFORT TXT+ R410A HP | TEMPSTAR | TCH624GKA* |  | EN(A,D)4X36*21** | *9MX*0601714A** | 24600 | 12.5 | 16 | 26400 | 9 | 16000 | 1 | HRCU-A-CB |  |  | 182 | 527 | Yes
5426729 | Discontinued | Systems | SMARTCOMFORT TXT+ R410A HP | TEMPSTAR | TCH624GKA* |  | EN(A,D)4X36*21** | MV12**17C* | 23600 | 12.7 | 16.2 | 25200 | 8.8 | 15300 | 1 | HRCU-A-CB |  |  | 172 | 539 | Yes
5426749 | Discontinued | Systems | SMARTCOMFORT TXT+ R410A HP | TEMPSTAR | TCH624GKA* |  | EN(A,D)4X36*21** | NOMV106D12* | 24200 | 12.7 | 16 | 25800 | 8.5 | 15600 | 1 | HRCU-A-CB |  |  | 179 | 558 | Yes
5245989 | Discontinued | Systems | SMARTCOMFORT TXT+ R410A HP | TEMPSTAR | TCH624GKA* |  | EN(A,D)4X36*21**+WALLCON | *8MV*1102120** | 23800 | 13 | 16.5 | 25000 | 9.2 | 15300 | 1 | HRCU-A-CB |  |  | 171 | 515 | Yes
5246060 | Discontinued | Systems | SMARTCOMFORT TXT+ R410A HP | TEMPSTAR | TCH624GKA* |  | EN(A,D)4X36*21**+WALLCON | *9MA*0601714A** | 23600 | 12.5 | 15.7 | 25000 | 8.7 | 15400 | 1 | HRCU-A-CB |  |  | 178 | 545 | Yes
5246146 | Discontinued | Systems | SMARTCOMFORT TXT+ R410A HP | TEMPSTAR | TCH624GKA* |  | EN(A,D)4X36*21**+WALLCON | *9MA*0602120A** | 24000 | 12.5 | 15.7 | 25400 | 8.5 | 15900 | 1 | HRCU-A-CB |  |  | 181 | 558 | Yes
5246061 | Discontinued | Systems | SMARTCOMFORT TXT+ R410A HP | TEMPSTAR | TCH624GKA* |  | EN(A,D)4X36*21**+WALLCON | *9MA*0801714A** | 23600 | 12.5 | 16 | 25000 | 8.7 | 15400 | 1 | HRCU-A-CB |  |  | 175 | 545 | Yes
5246147 | Discontinued | Systems | SMARTCOMFORT TXT+ R410A HP | TEMPSTAR | TCH624GKA* |  | EN(A,D)4X36*21**+WALLCON | *9MA*0802120A** | 24000 | 12.5 | 16 | 25400 | 9 | 15800 | 1 | HRCU-A-CB |  |  | 178 | 527 | Yes
5246148 | Discontinued | Systems | SMARTCOMFORT TXT+ R410A HP | TEMPSTAR | TCH624GKA* |  | EN(A,D)4X36*21**+WALLCON | *9MA*1002122A** | 24000 | 12.5 | 16 | 25400 | 9 | 15800 | 1 | HRCU-A-CB |  |  | 178 | 527 | Yes
5246105 | Discontinued | Systems | SMARTCOMFORT TXT+ R410A HP | TEMPSTAR | TCH624GKA* |  | EN(A,D,W)4X36*17** | *9MV*0601714A** | 23600 | 12.5 | 16 | 25000 | 8.7 | 15400 | 1 | HRCU-A-CB |  |  | 175 | 545 | Yes
5246106 | Discontinued | Systems | SMARTCOMFORT TXT+ R410A HP | TEMPSTAR | TCH624GKA* |  | EN(A,D,W)4X36*17** | *9MV*0801716A** | 23600 | 12.7 | 16 | 25000 | 9 | 15400 | 1 | HRCU-A-CB |  |  | 175 | 527 | Yes
5246030 | Discontinued | Systems | SMARTCOMFORT TXT+ R410A HP | TEMPSTAR | TCH624GKA* |  | EN(A,D,W)4X36*17** | *9MX*0601714A** | 24600 | 12.5 | 16 | 25000 | 9 | 16000 | 1 | HRCU-A-CB |  |  | 182 | 527 | Yes
5426727 | Discontinued | Systems | SMARTCOMFORT TXT+ R410A HP | TEMPSTAR | TCH624GKA* |  | EN(A,D,W)4X36*17** | MV08**14C* | 23600 | 12.7 | 16.2 | 25200 | 8.8 | 15200 | 1 | HRCU-A-CB |  |  | 172 | 539 | Yes
5426728 | Discontinued | Systems | SMARTCOMFORT TXT+ R410A HP | TEMPSTAR | TCH624GKA* |  | EN(A,D,W)4X36*17** | MV12**17C* | 23600 | 12.7 | 16.2 | 25200 | 8.8 | 15300 | 1 | HRCU-A-CB |  |  | 172 | 539 | Yes
5426748 | Discontinued | Systems | SMARTCOMFORT TXT+ R410A HP | TEMPSTAR | TCH624GKA* |  | EN(A,D,W)4X36*17** | NOMV106D12* | 24200 | 12.7 | 15.7 | 25800 | 8.5 | 15600 | 1 | HRCU-A-CB |  |  | 183 | 558 | Yes
5689840 | Active | Systems | SMARTCOMFORT TXT+ R410A HP | TEMPSTAR | TCH624GKA* |  | EN(A,D,W)4X36*17** | OMV098J12* | 23800 | 12.5 | 16 | 25000 | 8.7 | 15500 | 1 | HRCU-A-CB |  |  | 176 | 545 | Yes
5245951 | Discontinued | Systems | SMARTCOMFORT TXT+ R410A HP | TEMPSTAR | TCH624GKA* |  | EN(A,D,W)4X36*17** | OMV112K14A | 23600 | 12.7 | 16.2 | 25000 | 9 | 15300 | 1 | HRCU-A-CB |  |  | 172 | 527 | Yes
5245988 | Discontinued | Systems | SMARTCOMFORT TXT+ R410A HP | TEMPSTAR | TCH624GKA* |  | EN(A,D,W)4X36*17**+WALLCON | *8MV*0901716** | 23800 | 13 | 16.2 | 25000 | 8.7 | 15300 | 1 | HRCU-A-CB |  |  | 174 | 545 | Yes
5246058 | Discontinued | Systems | SMARTCOMFORT TXT+ R410A HP | TEMPSTAR | TCH624GKA* |  | EN(A,D,W)4X36*17**+WALLCON | *9MA*0601714A** | 23600 | 12.5 | 16 | 25000 | 8.7 | 15400 | 1 | HRCU-A-CB |  |  | 175 | 545 | Yes
5246059 | Discontinued | Systems | SMARTCOMFORT TXT+ R410A HP | TEMPSTAR | TCH624GKA* |  | EN(A,D,W)4X36*17**+WALLCON | *9MA*0801714A** | 23600 | 12.5 | 16 | 25000 | 8.7 | 15400 | 1 | HRCU-A-CB |  |  | 175 | 545 | Yes
5245952 | Discontinued | Systems | SMARTCOMFORT TXT+ R410A HP | TEMPSTAR | TCH624GKA* |  | ENH4X24*17** | *8MX*0451408** | 23600 | 12.5 | 15.7 | 25600 | 8.5 | 15400 | 1 | HRCU-A-CB |  |  | 178 | 558 | Yes
5246110 | Discontinued | Systems | SMARTCOMFORT TXT+ R410A HP | TEMPSTAR | TCH624GKA* |  | ENH4X24*17** | *9MV*0601714A** | 23200 | 12.5 | 15.7 | 25200 | 8.5 | 15300 | 1 | HRCU-A-CB |  |  | 175 | 558 | Yes
5246111 | Discontinued | Systems | SMARTCOMFORT TXT+ R410A HP | TEMPSTAR | TCH624GKA* |  | ENH4X24*17** | *9MV*0801716A** | 23400 | 12.5 | 16 | 25400 | 8.7 | 15300 | 1 | HRCU-A-CB |  |  | 173 | 545 | Yes
5246112 | Discontinued | Systems | SMARTCOMFORT TXT+ R410A HP | TEMPSTAR | TCH624GKA* |  | ENH4X24*17** | *9MV*1202422A** | 23400 | 12.5 | 16 | 24800 | 8.5 | 15200 | 1 | HRCU-A-CB |  |  | 173 | 558 | Yes
5246033 | Discontinued | Systems | SMARTCOMFORT TXT+ R410A HP | TEMPSTAR | TCH624GKA* |  | ENH4X24*17** | *9MX*0601714A** | 24400 | 12.5 | 16 | 25600 | 9 | 15900 | 1 | HRCU-A-CB |  |  | 181 | 527 | Yes
5426730 | Discontinued | Systems | SMARTCOMFORT TXT+ R410A HP | TEMPSTAR | TCH624GKA* |  | ENH4X24*17** | MV08**14C* | 23600 | 12.7 | 16.2 | 25400 | 8.5 | 15200 | 1 | HRCU-A-CB |  |  | 172 | 558 | Yes
5426731 | Discontinued | Systems | SMARTCOMFORT TXT+ R410A HP | TEMPSTAR | TCH624GKA* |  | ENH4X24*17** | MV12**17C* | 23800 | 12.7 | 16.2 | 25400 | 8.8 | 15300 | 1 | HRCU-A-CB |  |  | 174 | 539 | Yes
5689854 | Active | Systems | SMARTCOMFORT TXT+ R410A HP | TEMPSTAR | TCH624GKA* |  | ENH4X24*17** | OMV098J12* | 23800 | 12.5 | 16 | 25800 | 8.5 | 15500 | 1 | HRCU-A-CB |  |  | 176 | 558 | Yes
5245955 | Discontinued | Systems | SMARTCOMFORT TXT+ R410A HP | TEMPSTAR | TCH624GKA* |  | ENH4X24*17** | OMV112K14A | 23600 | 12.5 | 16 | 25400 | 8.7 | 15300 | 1 | HRCU-A-CB |  |  | 175 | 545 | Yes
5245990 | Discontinued | Systems | SMARTCOMFORT TXT+ R410A HP | TEMPSTAR | TCH624GKA* |  | ENH4X24*17**+WALLCON | *8MV*0701412** | 23800 | 12.7 | 16 | 25400 | 8.7 | 15300 | 1 | HRCU-A-CB |  |  | 176 | 545 | Yes
5245991 | Discontinued | Systems | SMARTCOMFORT TXT+ R410A HP | TEMPSTAR | TCH624GKA* |  | ENH4X24*17**+WALLCON | *8MV*0901716** | 23800 | 12.7 | 16.2 | 25400 | 8.7 | 15300 | 1 | HRCU-A-CB |  |  | 174 | 545 | Yes
5245992 | Discontinued | Systems | SMARTCOMFORT TXT+ R410A HP | TEMPSTAR | TCH624GKA* |  | ENH4X24*17**+WALLCON | *8MV*1102120** | 23800 | 12.7 | 16 | 25200 | 9 | 15400 | 1 | HRCU-A-CB |  |  | 176 | 527 | Yes
5245993 | Discontinued | Systems | SMARTCOMFORT TXT+ R410A HP | TEMPSTAR | TCH624GKA* |  | ENH4X24*17**+WALLCON | *8MV*1352422** | 23800 | 12.7 | 16.2 | 25000 | 9 | 15300 | 1 | HRCU-A-CB |  |  | 174 | 527 | Yes
5246062 | Discontinued | Systems | SMARTCOMFORT TXT+ R410A HP | TEMPSTAR | TCH624GKA* |  | ENH4X24*17**+WALLCON | *9MA*0601714A** | 23600 | 12.5 | 15.7 | 25400 | 8.5 | 15400 | 1 | HRCU-A-CB |  |  | 178 | 558 | Yes
5246063 | Discontinued | Systems | SMARTCOMFORT TXT+ R410A HP | TEMPSTAR | TCH624GKA* |  | ENH4X24*17**+WALLCON | *9MA*0801714A** | 23600 | 12.5 | 15.7 | 25600 | 8.7 | 15400 | 1 | HRCU-A-CB |  |  | 178 | 545 | Yes
5246064 | Discontinued | Systems | SMARTCOMFORT TXT+ R410A HP | TEMPSTAR | TCH624GKA* |  | ENH4X24*17**+WALLCON | *9MA*1202422A** | 23600 | 12.5 | 16 | 25400 | 9 | 15400 | 1 | HRCU-A-CB |  |  | 175 | 527 | Yes
5245956 | Discontinued | Systems | SMARTCOMFORT TXT+ R410A HP | TEMPSTAR | TCH624GKA* |  | ENH4X30*17** | *8MX*0451408** | 23800 | 12.5 | 16 | 25600 | 8.7 | 15500 | 1 | HRCU-A-CB |  |  | 176 | 545 | Yes
5246114 | Discontinued | Systems | SMARTCOMFORT TXT+ R410A HP | TEMPSTAR | TCH624GKA* |  | ENH4X30*17** | *9MV*0601714A** | 23600 | 12.5 | 16 | 25400 | 8.7 | 15400 | 1 | HRCU-A-CB |  |  | 175 | 545 | Yes
5246115 | Discontinued | Systems | SMARTCOMFORT TXT+ R410A HP | TEMPSTAR | TCH624GKA* |  | ENH4X30*17** | *9MV*0801716A** | 23600 | 12.7 | 16 | 25400 | 9 | 15400 | 1 | HRCU-A-CB |  |  | 175 | 527 | Yes
5246116 | Discontinued | Systems | SMARTCOMFORT TXT+ R410A HP | TEMPSTAR | TCH624GKA* |  | ENH4X30*17** | *9MV*1202422A** | 23800 | 12.7 | 16.2 | 25000 | 9 | 15400 | 1 | HRCU-A-CB |  |  | 174 | 527 | Yes
5246035 | Discontinued | Systems | SMARTCOMFORT TXT+ R410A HP | TEMPSTAR | TCH624GKA* |  | ENH4X30*17** | *9MX*0601714A** | 24600 | 12.5 | 16 | 25800 | 9 | 16000 | 1 | HRCU-A-CB |  |  | 182 | 527 | Yes
5426732 | Discontinued | Systems | SMARTCOMFORT TXT+ R410A HP | TEMPSTAR | TCH624GKA* |  | ENH4X30*17** | MV08**14C* | 23600 | 12.7 | 16.2 | 25200 | 8.8 | 15200 | 1 | HRCU-A-CB |  |  | 172 | 539 | Yes
5426733 | Discontinued | Systems | SMARTCOMFORT TXT+ R410A HP | TEMPSTAR | TCH624GKA* |  | ENH4X30*17** | MV12**17C* | 23600 | 12.7 | 16.2 | 25200 | 8.8 | 15300 | 1 | HRCU-A-CB |  |  | 172 | 539 | Yes
5426751 | Discontinued | Systems | SMARTCOMFORT TXT+ R410A HP | TEMPSTAR | TCH624GKA* |  | ENH4X30*17** | NOMV106D12* | 24200 | 12.7 | 15.7 | 25800 | 8.5 | 15600 | 1 | HRCU-A-CB |  |  | 183 | 558 | Yes
5689869 | Active | Systems | SMARTCOMFORT TXT+ R410A HP | TEMPSTAR | TCH624GKA* |  | ENH4X30*17** | OMV098J12* | 23800 | 12.5 | 16 | 25600 | 8.7 | 15500 | 1 | HRCU-A-CB |  |  | 176 | 545 | Yes
5245959 | Discontinued | Systems | SMARTCOMFORT TXT+ R410A HP | TEMPSTAR | TCH624GKA* |  | ENH4X30*17** | OMV112K14A | 23600 | 12.7 | 16.2 | 25200 | 9 | 15300 | 1 | HRCU-A-CB |  |  | 172 | 527 | Yes
5245994 | Discontinued | Systems | SMARTCOMFORT TXT+ R410A HP | TEMPSTAR | TCH624GKA* |  | ENH4X30*17**+WALLCON | *8MV*0701412** | 23800 | 12.7 | 16.2 | 25400 | 8.7 | 15300 | 1 | HRCU-A-CB |  |  | 174 | 545 | Yes
5245995 | Discontinued | Systems | SMARTCOMFORT TXT+ R410A HP | TEMPSTAR | TCH624GKA* |  | ENH4X30*17**+WALLCON | *8MV*0901716** | 23800 | 13 | 16.2 | 25200 | 8.7 | 15300 | 1 | HRCU-A-CB |  |  | 174 | 545 | Yes
5245996 | Discontinued | Systems | SMARTCOMFORT TXT+ R410A HP | TEMPSTAR | TCH624GKA* |  | ENH4X30*17**+WALLCON | *8MV*1102120** | 23800 | 13 | 16.5 | 25000 | 9 | 15300 | 1 | HRCU-A-CB |  |  | 171 | 527 | Yes
5245997 | Discontinued | Systems | SMARTCOMFORT TXT+ R410A HP | TEMPSTAR | TCH624GKA* |  | ENH4X30*17**+WALLCON | *8MV*1352422** | 23800 | 13 | 16.5 | 24800 | 9 | 15300 | 1 | HRCU-A-CB |  |  | 171 | 527 | Yes
5246065 | Discontinued | Systems | SMARTCOMFORT TXT+ R410A HP | TEMPSTAR | TCH624GKA* |  | ENH4X30*17**+WALLCON | *9MA*0601714A** | 23600 | 12.5 | 15.7 | 25400 | 8.7 | 15400 | 1 | HRCU-A-CB |  |  | 178 | 545 | Yes
5246066 | Discontinued | Systems | SMARTCOMFORT TXT+ R410A HP | TEMPSTAR | TCH624GKA* |  | ENH4X30*17**+WALLCON | *9MA*0801714A** | 23600 | 12.5 | 16 | 25400 | 8.7 | 15400 | 1 | HRCU-A-CB |  |  | 175 | 545 | Yes
5246067 | Discontinued | Systems | SMARTCOMFORT TXT+ R410A HP | TEMPSTAR | TCH624GKA* |  | ENH4X30*17**+WALLCON | *9MA*1202422A** | 23600 | 12.7 | 16 | 25000 | 9 | 15300 | 1 | HRCU-A-CB |  |  | 175 | 527 | Yes
5245960 | Discontinued | Systems | SMARTCOMFORT TXT+ R410A HP | TEMPSTAR | TCH624GKA* |  | ENH4X36*17** | *8MX*0451408** | 23800 | 12.5 | 16 | 25000 | 8.7 | 15500 | 1 | HRCU-A-CB |  |  | 176 | 545 | Yes
5246118 | Discontinued | Systems | SMARTCOMFORT TXT+ R410A HP | TEMPSTAR | TCH624GKA* |  | ENH4X36*17** | *9MV*0601714A** | 23600 | 12.5 | 16 | 25000 | 8.7 | 15400 | 1 | HRCU-A-CB |  |  | 175 | 545 | Yes
5246119 | Discontinued | Systems | SMARTCOMFORT TXT+ R410A HP | TEMPSTAR | TCH624GKA* |  | ENH4X36*17** | *9MV*0801716A** | 23600 | 12.7 | 16 | 25000 | 9 | 15400 | 1 | HRCU-A-CB |  |  | 175 | 527 | Yes
5246120 | Discontinued | Systems | SMARTCOMFORT TXT+ R410A HP | TEMPSTAR | TCH624GKA* |  | ENH4X36*17** | *9MV*1202422A** | 23800 | 12.7 | 16.2 | 25000 | 9 | 15400 | 1 | HRCU-A-CB |  |  | 174 | 527 | Yes
5246037 | Discontinued | Systems | SMARTCOMFORT TXT+ R410A HP | TEMPSTAR | TCH624GKA* |  | ENH4X36*17** | *9MX*0601714A** | 24600 | 12.5 | 16 | 25000 | 9 | 16000 | 1 | HRCU-A-CB |  |  | 182 | 527 | Yes
5426734 | Discontinued | Systems | SMARTCOMFORT TXT+ R410A HP | TEMPSTAR | TCH624GKA* |  | ENH4X36*17** | MV08**14C* | 23600 | 12.7 | 16.2 | 25200 | 8.8 | 15200 | 1 | HRCU-A-CB |  |  | 172 | 539 | Yes
5426735 | Discontinued | Systems | SMARTCOMFORT TXT+ R410A HP | TEMPSTAR | TCH624GKA* |  | ENH4X36*17** | MV12**17C* | 23600 | 12.7 | 16.2 | 25200 | 8.8 | 15300 | 1 | HRCU-A-CB |  |  | 172 | 539 | Yes
5426752 | Discontinued | Systems | SMARTCOMFORT TXT+ R410A HP | TEMPSTAR | TCH624GKA* |  | ENH4X36*17** | NOMV106D12* | 24200 | 12.7 | 15.7 | 25800 | 8.5 | 15600 | 1 | HRCU-A-CB |  |  | 183 | 558 | Yes
5689881 | Active | Systems | SMARTCOMFORT TXT+ R410A HP | TEMPSTAR | TCH624GKA* |  | ENH4X36*17** | OMV098J12* | 23800 | 12.5 | 16 | 25000 | 8.7 | 15500 | 1 | HRCU-A-CB |  |  | 176 | 545 | Yes
5245963 | Discontinued | Systems | SMARTCOMFORT TXT+ R410A HP | TEMPSTAR | TCH624GKA* |  | ENH4X36*17** | OMV112K14A | 23600 | 12.7 | 16.2 | 25000 | 9 | 15300 | 1 | HRCU-A-CB |  |  | 172 | 527 | Yes
5245998 | Discontinued | Systems | SMARTCOMFORT TXT+ R410A HP | TEMPSTAR | TCH624GKA* |  | ENH4X36*17**+WALLCON | *8MV*0701412** | 23800 | 12.7 | 16.2 | 25000 | 8.7 | 15300 | 1 | HRCU-A-CB |  |  | 174 | 545 | Yes
5245999 | Discontinued | Systems | SMARTCOMFORT TXT+ R410A HP | TEMPSTAR | TCH624GKA* |  | ENH4X36*17**+WALLCON | *8MV*0901716** | 23800 | 13 | 16.2 | 25000 | 8.7 | 15300 | 1 | HRCU-A-CB |  |  | 174 | 545 | Yes
5246000 | Discontinued | Systems | SMARTCOMFORT TXT+ R410A HP | TEMPSTAR | TCH624GKA* |  | ENH4X36*17**+WALLCON | *8MV*1102120** | 23800 | 13 | 16.2 | 25000 | 9 | 15300 | 1 | HRCU-A-CB |  |  | 174 | 527 | Yes
5246001 | Discontinued | Systems | SMARTCOMFORT TXT+ R410A HP | TEMPSTAR | TCH624GKA* |  | ENH4X36*17**+WALLCON | *8MV*1352422** | 23800 | 13 | 16.5 | 25000 | 9 | 15300 | 1 | HRCU-A-CB |  |  | 171 | 527 | Yes
5246068 | Discontinued | Systems | SMARTCOMFORT TXT+ R410A HP | TEMPSTAR | TCH624GKA* |  | ENH4X36*17**+WALLCON | *9MA*0601714A** | 23600 | 12.5 | 15.7 | 25000 | 8.7 | 15400 | 1 | HRCU-A-CB |  |  | 178 | 545 | Yes
5246069 | Discontinued | Systems | SMARTCOMFORT TXT+ R410A HP | TEMPSTAR | TCH624GKA* |  | ENH4X36*17**+WALLCON | *9MA*0801714A** | 23600 | 12.5 | 16 | 25000 | 8.7 | 15400 | 1 | HRCU-A-CB |  |  | 175 | 545 | Yes
5246070 | Discontinued | Systems | SMARTCOMFORT TXT+ R410A HP | TEMPSTAR | TCH624GKA* |  | ENH4X36*17**+WALLCON | *9MA*1202422A** | 23600 | 12.7 | 16 | 25000 | 9 | 15300 | 1 | HRCU-A-CB |  |  | 175 | 527 | Yes
5246014 | Discontinued | Systems | SMARTCOMFORT TXT+ R410A HP | TEMPSTAR | TCH624GKA* |  | FCM4X24****+WALLCON |  | 23800 | 13 | 16.2 | 25400 | 9 | 15300 | 1 | HRCU-A-CB |  |  | 174 | 527 | Yes
5246015 | Discontinued | Systems | SMARTCOMFORT TXT+ R410A HP | TEMPSTAR | TCH624GKA* |  | FCM4X36****+WALLCON |  | 24000 | 13 | 16.5 | 25200 | 9 | 15200 | 1 | HRCU-A-CB |  |  | 172 | 527 | Yes
5245908 | Discontinued | Systems | SMARTCOMFORT TXT+ R410A HP | TEMPSTAR | TCH624GKA* |  | FVM4X24**** |  | 23800 | 13 | 16.5 | 25400 | 9 | 15300 | 1 | HRCU-A-CB | Yes |  | 171 | 527 | Yes
5245976 | Discontinued | Systems | SMARTCOMFORT TXT+ R410A HP | TEMPSTAR | TCH624GKA* |  | FVM4X36**** |  | 23800 | 13 | 16.5 | 25200 | 9 | 15200 | 1 | HRCU-A-CB |  |  | 171 | 527 | Yes
5483807 | Discontinued | Systems | SMARTCOMFORT TXT+ R410A HP | TEMPSTAR | TCH624GKA2* |  | EA*4X24*14A* | *8MX*0451408** | 23600 | 12.7 | 16.2 | 25000 | 8.5 | 15400 | 1 | HRCU-A-CB |  |  | 172 | 558 | Yes
5484031 | Discontinued | Systems | SMARTCOMFORT TXT+ R410A HP | TEMPSTAR | TCH624GKA2* |  | EA*4X24*14A* | MV08**14C* | 23600 | 12.7 | 16.7 | 25000 | 8.5 | 15200 | 1 | HRCU-A-CB |  |  | 167 | 558 | Yes
5483855 | Discontinued | Systems | SMARTCOMFORT TXT+ R410A HP | TEMPSTAR | TCH624GKA2* |  | EA*4X24*14A*+WALLCON | *8MV*0701412** | 23600 | 13 | 16.7 | 25000 | 8.5 | 15300 | 1 | HRCU-A-CB |  |  | 167 | 558 | Yes
5483975 | Discontinued | Systems | SMARTCOMFORT TXT+ R410A HP | TEMPSTAR | TCH624GKA2* |  | EA*4X24*17A* | *9MV*0601714A** | 23400 | 12.7 | 16.2 | 25000 | 8.5 | 15300 | 1 | HRCU-A-CB |  |  | 171 | 558 | Yes
5483976 | Discontinued | Systems | SMARTCOMFORT TXT+ R410A HP | TEMPSTAR | TCH624GKA2* |  | EA*4X24*17A* | *9MV*0801716A** | 23600 | 12.7 | 16.5 | 25000 | 9 | 15300 | 1 | HRCU-A-CB |  |  | 169 | 527 | Yes
5483896 | Discontinued | Systems | SMARTCOMFORT TXT+ R410A HP | TEMPSTAR | TCH624GKA2* |  | EA*4X24*17A* | *9MX*0601714A** | 24400 | 12.5 | 16.5 | 25000 | 9 | 15900 | 1 | HRCU-A-CB |  |  | 175 | 527 | Yes
5484032 | Discontinued | Systems | SMARTCOMFORT TXT+ R410A HP | TEMPSTAR | TCH624GKA2* |  | EA*4X24*17A* | MV08**14C* | 23600 | 13 | 16.7 | 25000 | 8.5 | 15200 | 1 | HRCU-A-CB |  |  | 167 | 558 | Yes
5484033 | Discontinued | Systems | SMARTCOMFORT TXT+ R410A HP | TEMPSTAR | TCH624GKA2* |  | EA*4X24*17A* | MV12**17C* | 23600 | 13 | 16.7 | 25000 | 9 | 15200 | 1 | HRCU-A-CB |  |  | 167 | 527 | Yes
5484062 | Discontinued | Systems | SMARTCOMFORT TXT+ R410A HP | TEMPSTAR | TCH624GKA2* |  | EA*4X24*17A* | NOMV106D12* | 24200 | 12.7 | 16.2 | 25000 | 8.5 | 15600 | 1 | HRCU-A-CB |  |  | 177 | 558 | Yes
5690940 | Active | Systems | SMARTCOMFORT TXT+ R410A HP | TEMPSTAR | TCH624GKA2* |  | EA*4X24*17A* | OLV098A12* | 23800 | 12.7 | 15.7 | 25000 | 8.5 | 15400 | 1 | HRCU-A-CB |  |  | 179 | 558 | Yes
5690927 | Active | Systems | SMARTCOMFORT TXT+ R410A HP | TEMPSTAR | TCH624GKA2* |  | EA*4X24*17A* | OMV098J12* | 23800 | 12.7 | 16.5 | 25000 | 8.5 | 15400 | 1 | HRCU-A-CB |  |  | 171 | 558 | Yes
5483810 | Discontinued | Systems | SMARTCOMFORT TXT+ R410A HP | TEMPSTAR | TCH624GKA2* |  | EA*4X24*17A* | OMV112K14A | 23600 | 12.7 | 16.7 | 25000 | 9 | 15200 | 1 | HRCU-A-CB |  |  | 167 | 527 | Yes
5483856 | Discontinued | Systems | SMARTCOMFORT TXT+ R410A HP | TEMPSTAR | TCH624GKA2* |  | EA*4X24*17A*+WALLCON | *8MV*0901716** | 23800 | 13 | 16.7 | 25000 | 8.5 | 15200 | 1 | HRCU-A-CB |  |  | 169 | 558 | Yes
5483924 | Discontinued | Systems | SMARTCOMFORT TXT+ R410A HP | TEMPSTAR | TCH624GKA2* |  | EA*4X24*17A*+WALLCON | *9MA*0601714A** | 23600 | 12.7 | 16.2 | 25000 | 8.5 | 15400 | 1 | HRCU-A-CB |  |  | 172 | 558 | Yes
5483925 | Discontinued | Systems | SMARTCOMFORT TXT+ R410A HP | TEMPSTAR | TCH624GKA2* |  | EA*4X24*17A*+WALLCON | *9MA*0801714A** | 23600 | 12.7 | 16.5 | 25000 | 8.5 | 15300 | 1 | HRCU-A-CB |  |  | 169 | 558 | Yes
5483811 | Discontinued | Systems | SMARTCOMFORT TXT+ R410A HP | TEMPSTAR | TCH624GKA2* |  | EA*4X30*14A* | *8MX*0451408** | 23800 | 12.7 | 16.2 | 25000 | 9 | 15400 | 1 | HRCU-A-CB |  |  | 174 | 527 | Yes
5484034 | Discontinued | Systems | SMARTCOMFORT TXT+ R410A HP | TEMPSTAR | TCH624GKA2* |  | EA*4X30*14A* | MV08**14C* | 23600 | 13 | 16.5 | 25000 | 9 | 15200 | 1 | HRCU-A-CB |  |  | 169 | 527 | Yes
5483857 | Discontinued | Systems | SMARTCOMFORT TXT+ R410A HP | TEMPSTAR | TCH624GKA2* |  | EA*4X30*14A*+WALLCON | *8MV*0701412** | 23800 | 13 | 16.7 | 25000 | 9 | 15300 | 1 | HRCU-A-CB |  |  | 169 | 527 | Yes
5483979 | Discontinued | Systems | SMARTCOMFORT TXT+ R410A HP | TEMPSTAR | TCH624GKA2* |  | EA*4X30*17A* | *9MV*0601714A** | 23600 | 12.7 | 16.5 | 25000 | 9 | 15300 | 1 | HRCU-A-CB |  |  | 169 | 527 | Yes
5483980 | Discontinued | Systems | SMARTCOMFORT TXT+ R410A HP | TEMPSTAR | TCH624GKA2* |  | EA*4X30*17A* | *9MV*0801716A** | 23800 | 13 | 16.7 | 25000 | 9 | 15300 | 1 | HRCU-A-CB |  |  | 169 | 527 | Yes
5483899 | Discontinued | Systems | SMARTCOMFORT TXT+ R410A HP | TEMPSTAR | TCH624GKA2* |  | EA*4X30*17A* | *9MX*0601714A** | 24600 | 12.7 | 16.7 | 25000 | 9.2 | 15900 | 1 | HRCU-A-CB |  |  | 174 | 515 | Yes
5484035 | Discontinued | Systems | SMARTCOMFORT TXT+ R410A HP | TEMPSTAR | TCH624GKA2* |  | EA*4X30*17A* | MV08**14C* | 23600 | 13 | 16.7 | 25000 | 9 | 15200 | 1 | HRCU-A-CB |  |  | 167 | 527 | Yes
5484036 | Discontinued | Systems | SMARTCOMFORT TXT+ R410A HP | TEMPSTAR | TCH624GKA2* |  | EA*4X30*17A* | MV12**17C* | 23800 | 13 | 16.7 | 25000 | 9 | 15200 | 1 | HRCU-A-CB |  |  | 169 | 527 | Yes
5484063 | Discontinued | Systems | SMARTCOMFORT TXT+ R410A HP | TEMPSTAR | TCH624GKA2* |  | EA*4X30*17A* | NOMV106D12* | 24200 | 12.7 | 16.2 | 25000 | 8.5 | 15600 | 1 | HRCU-A-CB |  |  | 177 | 558 | Yes
5690952 | Active | Systems | SMARTCOMFORT TXT+ R410A HP | TEMPSTAR | TCH624GKA2* |  | EA*4X30*17A* | OLV098A12* | 23800 | 12.7 | 16 | 25000 | 8.5 | 15400 | 1 | HRCU-A-CB |  |  | 176 | 558 | Yes
5690947 | Active | Systems | SMARTCOMFORT TXT+ R410A HP | TEMPSTAR | TCH624GKA2* |  | EA*4X30*17A* | OMV098J12* | 23800 | 12.7 | 16.5 | 25000 | 8.5 | 15400 | 1 | HRCU-A-CB |  |  | 171 | 558 | Yes
5483814 | Discontinued | Systems | SMARTCOMFORT TXT+ R410A HP | TEMPSTAR | TCH624GKA2* |  | EA*4X30*17A* | OMV112K14A | 23800 | 13 | 16.7 | 25000 | 9 | 15200 | 1 | HRCU-A-CB |  |  | 169 | 527 | Yes
5483858 | Discontinued | Systems | SMARTCOMFORT TXT+ R410A HP | TEMPSTAR | TCH624GKA2* |  | EA*4X30*17A*+WALLCON | *8MV*0901716** | 23800 | 13.2 | 16.7 | 25000 | 9 | 15200 | 1 | HRCU-A-CB |  |  | 169 | 527 | Yes
5483926 | Discontinued | Systems | SMARTCOMFORT TXT+ R410A HP | TEMPSTAR | TCH624GKA2* |  | EA*4X30*17A*+WALLCON | *9MA*0601714A** | 23600 | 12.7 | 16.2 | 25000 | 8.5 | 15400 | 1 | HRCU-A-CB |  |  | 172 | 558 | Yes
5483927 | Discontinued | Systems | SMARTCOMFORT TXT+ R410A HP | TEMPSTAR | TCH624GKA2* |  | EA*4X30*17A*+WALLCON | *9MA*0801714A** | 23800 | 12.7 | 16.5 | 25000 | 8.5 | 15300 | 1 | HRCU-A-CB |  |  | 171 | 558 | Yes
5483815 | Discontinued | Systems | SMARTCOMFORT TXT+ R410A HP | TEMPSTAR | TCH624GKA2* |  | EA*4X36*14A* | *8MX*0451408** | 24000 | 12.7 | 16.5 | 25000 | 9 | 15400 | 1 | HRCU-A-CB |  |  | 172 | 527 | Yes
5484037 | Discontinued | Systems | SMARTCOMFORT TXT+ R410A HP | TEMPSTAR | TCH624GKA2* |  | EA*4X36*14A* | MV08**14C* | 23600 | 13 | 16.7 | 25000 | 9 | 15200 | 1 | HRCU-A-CB |  |  | 167 | 527 | Yes
5483859 | Discontinued | Systems | SMARTCOMFORT TXT+ R410A HP | TEMPSTAR | TCH624GKA2* |  | EA*4X36*14A*+WALLCON | *8MV*0701412** | 23800 | 13 | 16.7 | 25000 | 9 | 15300 | 1 | HRCU-A-CB |  |  | 169 | 527 | Yes
5483983 | Discontinued | Systems | SMARTCOMFORT TXT+ R410A HP | TEMPSTAR | TCH624GKA2* |  | EA*4X36*17A* | *9MV*0601714A** | 23800 | 12.7 | 16.5 | 25000 | 9 | 15300 | 1 | HRCU-A-CB |  |  | 171 | 527 | Yes
5483984 | Discontinued | Systems | SMARTCOMFORT TXT+ R410A HP | TEMPSTAR | TCH624GKA2* |  | EA*4X36*17A* | *9MV*0801716A** | 24000 | 13 | 16.7 | 25000 | 9 | 15400 | 1 | HRCU-A-CB |  |  | 170 | 527 | Yes
5483902 | Discontinued | Systems | SMARTCOMFORT TXT+ R410A HP | TEMPSTAR | TCH624GKA2* |  | EA*4X36*17A* | *9MX*0601714A** | 24800 | 12.7 | 16.7 | 25000 | 9 | 15900 | 1 | HRCU-A-CB |  |  | 176 | 527 | Yes
5484038 | Discontinued | Systems | SMARTCOMFORT TXT+ R410A HP | TEMPSTAR | TCH624GKA2* |  | EA*4X36*17A* | MV08**14C* | 23600 | 13 | 16.7 | 25000 | 9 | 15200 | 1 | HRCU-A-CB |  |  | 167 | 527 | Yes
5484039 | Discontinued | Systems | SMARTCOMFORT TXT+ R410A HP | TEMPSTAR | TCH624GKA2* |  | EA*4X36*17A* | MV12**17C* | 23800 | 13.2 | 16.7 | 25000 | 9 | 15200 | 1 | HRCU-A-CB |  |  | 169 | 527 | Yes
5484064 | Discontinued | Systems | SMARTCOMFORT TXT+ R410A HP | TEMPSTAR | TCH624GKA2* |  | EA*4X36*17A* | NOMV106D12* | 24400 | 13 | 16.2 | 25000 | 8.5 | 15600 | 1 | HRCU-A-CB |  |  | 178 | 558 | Yes
5690962 | Active | Systems | SMARTCOMFORT TXT+ R410A HP | TEMPSTAR | TCH624GKA2* |  | EA*4X36*17A* | OLV098A12* | 24000 | 12.7 | 16 | 25000 | 8.5 | 15400 | 1 | HRCU-A-CB |  |  | 178 | 558 | Yes
5690961 | Active | Systems | SMARTCOMFORT TXT+ R410A HP | TEMPSTAR | TCH624GKA2* |  | EA*4X36*17A* | OMV098J12* | 24000 | 12.7 | 16.5 | 25000 | 8.5 | 15400 | 1 | HRCU-A-CB |  |  | 172 | 558 | Yes
5483818 | Discontinued | Systems | SMARTCOMFORT TXT+ R410A HP | TEMPSTAR | TCH624GKA2* |  | EA*4X36*17A* | OMV112K14A | 23800 | 13 | 16.7 | 25000 | 9 | 15200 | 1 | HRCU-A-CB |  |  | 169 | 527 | Yes
5483860 | Discontinued | Systems | SMARTCOMFORT TXT+ R410A HP | TEMPSTAR | TCH624GKA2* |  | EA*4X36*17A*+WALLCON | *8MV*0901716** | 24000 | 13.2 | 16.7 | 25000 | 9 | 15200 | 1 | HRCU-A-CB |  |  | 170 | 527 | Yes
5483928 | Discontinued | Systems | SMARTCOMFORT TXT+ R410A HP | TEMPSTAR | TCH624GKA2* |  | EA*4X36*17A*+WALLCON | *9MA*0601714A** | 23800 | 12.7 | 16.2 | 25000 | 8.5 | 15400 | 1 | HRCU-A-CB |  |  | 174 | 558 | Yes
5483929 | Discontinued | Systems | SMARTCOMFORT TXT+ R410A HP | TEMPSTAR | TCH624GKA2* |  | EA*4X36*17A*+WALLCON | *9MA*0801714A** | 23800 | 13 | 16.5 | 25000 | 9 | 15300 | 1 | HRCU-A-CB |  |  | 171 | 527 | Yes
5483985 | Discontinued | Systems | SMARTCOMFORT TXT+ R410A HP | TEMPSTAR | TCH624GKA2* |  | EA*4X36*21A* | *9MV*0601714A** | 23800 | 13 | 16.7 | 25000 | 9 | 15400 | 1 | HRCU-A-CB |  |  | 169 | 527 | Yes
5483986 | Discontinued | Systems | SMARTCOMFORT TXT+ R410A HP | TEMPSTAR | TCH624GKA2* |  | EA*4X36*21A* | *9MV*0801716A** | 24000 | 13 | 16.7 | 25000 | 9 | 15400 | 1 | HRCU-A-CB |  |  | 170 | 527 | Yes
5483987 | Discontinued | Systems | SMARTCOMFORT TXT+ R410A HP | TEMPSTAR | TCH624GKA2* |  | EA*4X36*21A* | *9MV*0802120A** | 24400 | 13.2 | 17.2 | 25000 | 9 | 15500 | 1 | HRCU-A-CB |  |  | 168 | 527 | Yes
5483988 | Discontinued | Systems | SMARTCOMFORT TXT+ R410A HP | TEMPSTAR | TCH624GKA2* |  | EA*4X36*21A* | *9MV*1002120A** | 24600 | 13.2 | 17.2 | 25000 | 9 | 15600 | 1 | HRCU-A-CB |  |  | 169 | 527 | Yes
5484040 | Discontinued | Systems | SMARTCOMFORT TXT+ R410A HP | TEMPSTAR | TCH624GKA2* |  | EA*4X36*21A* | MV12**17C* | 23800 | 13.2 | 17 | 25000 | 9 | 15200 | 1 | HRCU-A-CB |  |  | 166 | 527 | Yes
5484065 | Discontinued | Systems | SMARTCOMFORT TXT+ R410A HP | TEMPSTAR | TCH624GKA2* |  | EA*4X36*21A* | NOMV106D12* | 24400 | 13.2 | 16.5 | 25000 | 8.5 | 15600 | 1 | HRCU-A-CB |  |  | 175 | 558 | Yes
5483861 | Discontinued | Systems | SMARTCOMFORT TXT+ R410A HP | TEMPSTAR | TCH624GKA2* |  | EA*4X36*21A*+WALLCON | *8MV*1102120** | 24000 | 13.2 | 17.2 | 25000 | 9 | 15200 | 1 | HRCU-A-CB |  |  | 165 | 527 | Yes
5483930 | Discontinued | Systems | SMARTCOMFORT TXT+ R410A HP | TEMPSTAR | TCH624GKA2* |  | EA*4X36*21A*+WALLCON | *9MA*0601714A** | 23800 | 12.7 | 16.5 | 25000 | 8.5 | 15300 | 1 | HRCU-A-CB |  |  | 171 | 558 | Yes
5483958 | Discontinued | Systems | SMARTCOMFORT TXT+ R410A HP | TEMPSTAR | TCH624GKA2* |  | EA*4X36*21A*+WALLCON | *9MA*0602120A** | 23400 | 12.7 | 16.2 | 25000 | 8.5 | 15300 | 1 | HRCU-A-CB |  |  | 171 | 558 | Yes
5483931 | Discontinued | Systems | SMARTCOMFORT TXT+ R410A HP | TEMPSTAR | TCH624GKA2* |  | EA*4X36*21A*+WALLCON | *9MA*0801714A** | 23800 | 13 | 16.5 | 25000 | 9 | 15300 | 1 | HRCU-A-CB |  |  | 171 | 527 | Yes
5483959 | Discontinued | Systems | SMARTCOMFORT TXT+ R410A HP | TEMPSTAR | TCH624GKA2* |  | EA*4X36*21A*+WALLCON | *9MA*0802120A** | 23600 | 13 | 16.7 | 25000 | 9 | 15300 | 1 | HRCU-A-CB |  |  | 167 | 527 | Yes
5483960 | Discontinued | Systems | SMARTCOMFORT TXT+ R410A HP | TEMPSTAR | TCH624GKA2* |  | EA*4X36*21A*+WALLCON | *9MA*1002122A** | 23600 | 13 | 17 | 25000 | 9 | 15300 | 1 | HRCU-A-CB |  |  | 164 | 527 | Yes
5483842 | Discontinued | Systems | SMARTCOMFORT TXT+ R410A HP | TEMPSTAR | TCH624GKA2* |  | EHD4X24A** | *8MX*0451408** | 23600 | 12.7 | 16.2 | 25000 | 8.5 | 15400 | 1 | HRCU-A-CB |  |  | 172 | 558 | Yes
5484014 | Discontinued | Systems | SMARTCOMFORT TXT+ R410A HP | TEMPSTAR | TCH624GKA2* |  | EHD4X24A** | *9MV*0601714A** | 23400 | 12.5 | 16 | 25000 | 8.5 | 15300 | 1 | HRCU-A-CB |  |  | 173 | 558 | Yes
5484015 | Discontinued | Systems | SMARTCOMFORT TXT+ R410A HP | TEMPSTAR | TCH624GKA2* |  | EHD4X24A** | *9MV*0801716A** | 23400 | 12.7 | 16.2 | 25000 | 8.5 | 15200 | 1 | HRCU-A-CB |  |  | 171 | 558 | Yes
5484016 | Discontinued | Systems | SMARTCOMFORT TXT+ R410A HP | TEMPSTAR | TCH624GKA2* |  | EHD4X24A** | *9MV*0802120A** | 23200 | 12.7 | 16.5 | 25000 | 8.5 | 15100 | 1 | HRCU-A-CB |  |  | 166 | 558 | Yes
5484017 | Discontinued | Systems | SMARTCOMFORT TXT+ R410A HP | TEMPSTAR | TCH624GKA2* |  | EHD4X24A** | *9MV*1002120A** | 23400 | 12.7 | 16.5 | 25000 | 9 | 15200 | 1 | HRCU-A-CB |  |  | 168 | 527 | Yes
5484018 | Discontinued | Systems | SMARTCOMFORT TXT+ R410A HP | TEMPSTAR | TCH624GKA2* |  | EHD4X24A** | *9MV*1202422A** | 23400 | 12.7 | 16.2 | 25000 | 9 | 15200 | 1 | HRCU-A-CB |  |  | 171 | 527 | Yes
5484056 | Discontinued | Systems | SMARTCOMFORT TXT+ R410A HP | TEMPSTAR | TCH624GKA2* |  | EHD4X24A** | MV08**14C* | 23600 | 12.7 | 16.5 | 25000 | 8.5 | 15300 | 1 | HRCU-A-CB |  |  | 169 | 558 | Yes
5484057 | Discontinued | Systems | SMARTCOMFORT TXT+ R410A HP | TEMPSTAR | TCH624GKA2* |  | EHD4X24A** | MV12**17C* | 23800 | 13 | 16.7 | 25000 | 9 | 15300 | 1 | HRCU-A-CB |  |  | 169 | 527 | Yes
5484073 | Discontinued | Systems | SMARTCOMFORT TXT+ R410A HP | TEMPSTAR | TCH624GKA2* |  | EHD4X24A** | NOMV106D12* | 24400 | 12.5 | 16 | 25000 | 8.5 | 15800 | 1 | HRCU-A-CB |  |  | 181 | 558 | Yes
5691065 | Active | Systems | SMARTCOMFORT TXT+ R410A HP | TEMPSTAR | TCH624GKA2* |  | EHD4X24A** | OLV098A12* | 23800 | 12.5 | 15.7 | 25000 | 8.5 | 15500 | 1 | HRCU-A-CB |  |  | 179 | 558 | Yes
5691056 | Active | Systems | SMARTCOMFORT TXT+ R410A HP | TEMPSTAR | TCH624GKA2* |  | EHD4X24A** | OMV098J12* | 23800 | 12.5 | 16.2 | 25000 | 8.5 | 15600 | 1 | HRCU-A-CB |  |  | 174 | 558 | Yes
5483845 | Discontinued | Systems | SMARTCOMFORT TXT+ R410A HP | TEMPSTAR | TCH624GKA2* |  | EHD4X24A** | OMV112K14A | 23800 | 12.7 | 16.5 | 25000 | 9 | 15400 | 1 | HRCU-A-CB |  |  | 171 | 527 | Yes
5483880 | Discontinued | Systems | SMARTCOMFORT TXT+ R410A HP | TEMPSTAR | TCH624GKA2* |  | EHD4X24A**+WALLCON | *8MV*0701412** | 23800 | 13 | 16.7 | 25000 | 9 | 15300 | 1 | HRCU-A-CB |  |  | 169 | 527 | Yes
5483881 | Discontinued | Systems | SMARTCOMFORT TXT+ R410A HP | TEMPSTAR | TCH624GKA2* |  | EHD4X24A**+WALLCON | *8MV*0901716** | 23800 | 13 | 16.7 | 25000 | 9 | 15300 | 1 | HRCU-A-CB |  |  | 169 | 527 | Yes
5483882 | Discontinued | Systems | SMARTCOMFORT TXT+ R410A HP | TEMPSTAR | TCH624GKA2* |  | EHD4X24A**+WALLCON | *8MV*1102120** | 23800 | 13 | 16.7 | 25000 | 9 | 15400 | 1 | HRCU-A-CB |  |  | 169 | 527 | Yes
5483883 | Discontinued | Systems | SMARTCOMFORT TXT+ R410A HP | TEMPSTAR | TCH624GKA2* |  | EHD4X24A**+WALLCON | *8MV*1352422** | 23800 | 13 | 16.7 | 25000 | 9 | 15300 | 1 | HRCU-A-CB |  |  | 169 | 527 | Yes
5483949 | Discontinued | Systems | SMARTCOMFORT TXT+ R410A HP | TEMPSTAR | TCH624GKA2* |  | EHD4X24A**+WALLCON | *9MA*0601714A** | 23800 | 12.5 | 16.2 | 25000 | 8.5 | 15500 | 1 | HRCU-A-CB |  |  | 174 | 558 | Yes
5483964 | Discontinued | Systems | SMARTCOMFORT TXT+ R410A HP | TEMPSTAR | TCH624GKA2* |  | EHD4X24A**+WALLCON | *9MA*0602120A** | 23400 | 12.5 | 16 | 25000 | 8.5 | 15400 | 1 | HRCU-A-CB |  |  | 173 | 558 | Yes
5483950 | Discontinued | Systems | SMARTCOMFORT TXT+ R410A HP | TEMPSTAR | TCH624GKA2* |  | EHD4X24A**+WALLCON | *9MA*0801714A** | 23800 | 12.7 | 16.2 | 25000 | 8.5 | 15400 | 1 | HRCU-A-CB |  |  | 174 | 558 | Yes
5483965 | Discontinued | Systems | SMARTCOMFORT TXT+ R410A HP | TEMPSTAR | TCH624GKA2* |  | EHD4X24A**+WALLCON | *9MA*0802120A** | 23400 | 12.7 | 16.5 | 25000 | 9 | 15400 | 1 | HRCU-A-CB |  |  | 168 | 527 | Yes
5483966 | Discontinued | Systems | SMARTCOMFORT TXT+ R410A HP | TEMPSTAR | TCH624GKA2* |  | EHD4X24A**+WALLCON | *9MA*1002122A** | 23400 | 12.7 | 16.5 | 25000 | 9 | 15400 | 1 | HRCU-A-CB |  |  | 168 | 527 | Yes
5483951 | Discontinued | Systems | SMARTCOMFORT TXT+ R410A HP | TEMPSTAR | TCH624GKA2* |  | EHD4X24A**+WALLCON | *9MA*1202422A** | 23800 | 12.7 | 16.5 | 25000 | 9 | 15400 | 1 | HRCU-A-CB |  |  | 171 | 527 | Yes
5483846 | Discontinued | Systems | SMARTCOMFORT TXT+ R410A HP | TEMPSTAR | TCH624GKA2* |  | EHD4X30A** | *8MX*0451408** | 24000 | 12.7 | 16.5 | 25000 | 9 | 15400 | 1 | HRCU-A-CB |  |  | 172 | 527 | Yes
5484020 | Discontinued | Systems | SMARTCOMFORT TXT+ R410A HP | TEMPSTAR | TCH624GKA2* |  | EHD4X30A** | *9MV*0601714A** | 23600 | 12.7 | 16.5 | 25000 | 9 | 15300 | 1 | HRCU-A-CB |  |  | 169 | 527 | Yes
5484021 | Discontinued | Systems | SMARTCOMFORT TXT+ R410A HP | TEMPSTAR | TCH624GKA2* |  | EHD4X30A** | *9MV*0801716A** | 23800 | 13 | 16.7 | 25000 | 9 | 15300 | 1 | HRCU-A-CB |  |  | 169 | 527 | Yes
5484022 | Discontinued | Systems | SMARTCOMFORT TXT+ R410A HP | TEMPSTAR | TCH624GKA2* |  | EHD4X30A** | *9MV*0802120A** | 23800 | 13 | 17 | 25000 | 9 | 15300 | 1 | HRCU-A-CB |  |  | 166 | 527 | Yes
5484023 | Discontinued | Systems | SMARTCOMFORT TXT+ R410A HP | TEMPSTAR | TCH624GKA2* |  | EHD4X30A** | *9MV*1002120A** | 24000 | 13 | 17 | 25000 | 9 | 15300 | 1 | HRCU-A-CB |  |  | 167 | 527 | Yes
5484024 | Discontinued | Systems | SMARTCOMFORT TXT+ R410A HP | TEMPSTAR | TCH624GKA2* |  | EHD4X30A** | *9MV*1202422A** | 23800 | 13 | 17 | 25000 | 9 | 15300 | 1 | HRCU-A-CB |  |  | 166 | 527 | Yes
5483921 | Discontinued | Systems | SMARTCOMFORT TXT+ R410A HP | TEMPSTAR | TCH624GKA2* |  | EHD4X30A** | *9MX*0601714A** | 24800 | 12.7 | 16.7 | 25000 | 9 | 16000 | 1 | HRCU-A-CB |  |  | 176 | 527 | Yes
5484058 | Discontinued | Systems | SMARTCOMFORT TXT+ R410A HP | TEMPSTAR | TCH624GKA2* |  | EHD4X30A** | MV08**14C* | 23800 | 13 | 16.7 | 25000 | 9 | 15200 | 1 | HRCU-A-CB |  |  | 169 | 527 | Yes
5484059 | Discontinued | Systems | SMARTCOMFORT TXT+ R410A HP | TEMPSTAR | TCH624GKA2* |  | EHD4X30A** | MV12**17C* | 24000 | 13 | 17 | 25000 | 9 | 15300 | 1 | HRCU-A-CB |  |  | 167 | 527 | Yes
5484074 | Discontinued | Systems | SMARTCOMFORT TXT+ R410A HP | TEMPSTAR | TCH624GKA2* |  | EHD4X30A** | NOMV106D12* | 24400 | 12.7 | 16.2 | 25000 | 8.5 | 15700 | 1 | HRCU-A-CB |  |  | 178 | 558 | Yes
5691079 | Active | Systems | SMARTCOMFORT TXT+ R410A HP | TEMPSTAR | TCH624GKA2* |  | EHD4X30A** | OLV098A12* | 24000 | 12.7 | 16 | 25000 | 8.5 | 15400 | 1 | HRCU-A-CB |  |  | 178 | 558 | Yes
5691073 | Active | Systems | SMARTCOMFORT TXT+ R410A HP | TEMPSTAR | TCH624GKA2* |  | EHD4X30A** | OMV098J12* | 24000 | 12.7 | 16.5 | 25000 | 8.5 | 15500 | 1 | HRCU-A-CB |  |  | 172 | 558 | Yes
5483849 | Discontinued | Systems | SMARTCOMFORT TXT+ R410A HP | TEMPSTAR | TCH624GKA2* |  | EHD4X30A** | OMV112K14A | 23800 | 13 | 16.7 | 25000 | 9 | 15300 | 1 | HRCU-A-CB |  |  | 169 | 527 | Yes
5483884 | Discontinued | Systems | SMARTCOMFORT TXT+ R410A HP | TEMPSTAR | TCH624GKA2* |  | EHD4X30A**+WALLCON | *8MV*0701412** | 24000 | 13 | 17 | 25000 | 9 | 15300 | 1 | HRCU-A-CB |  |  | 167 | 527 | Yes
5483885 | Discontinued | Systems | SMARTCOMFORT TXT+ R410A HP | TEMPSTAR | TCH624GKA2* |  | EHD4X30A**+WALLCON | *8MV*0901716** | 24000 | 13.2 | 17 | 25000 | 9 | 15300 | 1 | HRCU-A-CB |  |  | 167 | 527 | Yes
5483886 | Discontinued | Systems | SMARTCOMFORT TXT+ R410A HP | TEMPSTAR | TCH624GKA2* |  | EHD4X30A**+WALLCON | *8MV*1102120** | 24000 | 13.2 | 17 | 25000 | 9 | 15300 | 1 | HRCU-A-CB |  |  | 167 | 527 | Yes
5483887 | Discontinued | Systems | SMARTCOMFORT TXT+ R410A HP | TEMPSTAR | TCH624GKA2* |  | EHD4X30A**+WALLCON | *8MV*1352422** | 24000 | 13.2 | 17.2 | 25000 | 9 | 15300 | 1 | HRCU-A-CB |  |  | 165 | 527 | Yes
5483952 | Discontinued | Systems | SMARTCOMFORT TXT+ R410A HP | TEMPSTAR | TCH624GKA2* |  | EHD4X30A**+WALLCON | *9MA*0601714A** | 23800 | 12.7 | 16.2 | 25000 | 8.5 | 15400 | 1 | HRCU-A-CB |  |  | 174 | 558 | Yes
5483967 | Discontinued | Systems | SMARTCOMFORT TXT+ R410A HP | TEMPSTAR | TCH624GKA2* |  | EHD4X30A**+WALLCON | *9MA*0602120A** | 23600 | 12.7 | 16.2 | 25000 | 8.5 | 15400 | 1 | HRCU-A-CB |  |  | 172 | 558 | Yes
5483953 | Discontinued | Systems | SMARTCOMFORT TXT+ R410A HP | TEMPSTAR | TCH624GKA2* |  | EHD4X30A**+WALLCON | *9MA*0801714A** | 23800 | 12.7 | 16.5 | 25000 | 8.5 | 15400 | 1 | HRCU-A-CB |  |  | 171 | 558 | Yes
5483968 | Discontinued | Systems | SMARTCOMFORT TXT+ R410A HP | TEMPSTAR | TCH624GKA2* |  | EHD4X30A**+WALLCON | *9MA*0802120A** | 23600 | 12.7 | 16.7 | 25000 | 9 | 15300 | 1 | HRCU-A-CB |  |  | 167 | 527 | Yes
5483969 | Discontinued | Systems | SMARTCOMFORT TXT+ R410A HP | TEMPSTAR | TCH624GKA2* |  | EHD4X30A**+WALLCON | *9MA*1002122A** | 23600 | 13 | 16.7 | 25000 | 9 | 15300 | 1 | HRCU-A-CB |  |  | 167 | 527 | Yes
5483954 | Discontinued | Systems | SMARTCOMFORT TXT+ R410A HP | TEMPSTAR | TCH624GKA2* |  | EHD4X30A**+WALLCON | *9MA*1202422A** | 24000 | 13 | 16.7 | 25000 | 9 | 15400 | 1 | HRCU-A-CB |  |  | 170 | 527 | Yes
5483850 | Discontinued | Systems | SMARTCOMFORT TXT+ R410A HP | TEMPSTAR | TCH624GKA2* |  | EHD4X36A** | *8MX*0451408** | 24200 | 13 | 16.5 | 25000 | 9 | 15500 | 1 | HRCU-A-CB |  |  | 174 | 527 | Yes
5484026 | Discontinued | Systems | SMARTCOMFORT TXT+ R410A HP | TEMPSTAR | TCH624GKA2* |  | EHD4X36A** | *9MV*0601714A** | 23800 | 12.7 | 16.5 | 25000 | 9 | 15400 | 1 | HRCU-A-CB |  |  | 171 | 527 | Yes
5484027 | Discontinued | Systems | SMARTCOMFORT TXT+ R410A HP | TEMPSTAR | TCH624GKA2* |  | EHD4X36A** | *9MV*0801716A** | 24000 | 13 | 17 | 25000 | 9 | 15400 | 1 | HRCU-A-CB |  |  | 167 | 527 | Yes
5484028 | Discontinued | Systems | SMARTCOMFORT TXT+ R410A HP | TEMPSTAR | TCH624GKA2* |  | EHD4X36A** | *9MV*0802120A** | 24200 | 13.2 | 17 | 25000 | 9 | 15400 | 1 | HRCU-A-CB |  |  | 169 | 527 | Yes
5484029 | Discontinued | Systems | SMARTCOMFORT TXT+ R410A HP | TEMPSTAR | TCH624GKA2* |  | EHD4X36A** | *9MV*1002120A** | 24400 | 13.2 | 17.2 | 25000 | 9 | 15500 | 1 | HRCU-A-CB |  |  | 168 | 527 | Yes
5484030 | Discontinued | Systems | SMARTCOMFORT TXT+ R410A HP | TEMPSTAR | TCH624GKA2* |  | EHD4X36A** | *9MV*1202422A** | 24200 | 13.2 | 17 | 25000 | 9 | 15500 | 1 | HRCU-A-CB |  |  | 169 | 527 | Yes
5483923 | Discontinued | Systems | SMARTCOMFORT TXT+ R410A HP | TEMPSTAR | TCH624GKA2* |  | EHD4X36A** | *9MX*0601714A** | 25000 | 12.7 | 16.7 | 25000 | 9 | 16000 | 1 | HRCU-A-CB |  |  | 177 | 527 | Yes
5484060 | Discontinued | Systems | SMARTCOMFORT TXT+ R410A HP | TEMPSTAR | TCH624GKA2* |  | EHD4X36A** | MV08**14C* | 23800 | 13 | 16.7 | 25000 | 9 | 15200 | 1 | HRCU-A-CB |  |  | 169 | 527 | Yes
5484061 | Discontinued | Systems | SMARTCOMFORT TXT+ R410A HP | TEMPSTAR | TCH624GKA2* |  | EHD4X36A** | MV12**17C* | 24000 | 13.2 | 17 | 25000 | 9 | 15300 | 1 | HRCU-A-CB |  |  | 167 | 527 | Yes
5484075 | Discontinued | Systems | SMARTCOMFORT TXT+ R410A HP | TEMPSTAR | TCH624GKA2* |  | EHD4X36A** | NOMV106D12* | 24600 | 13 | 16.2 | 25000 | 8.5 | 15700 | 1 | HRCU-A-CB |  |  | 180 | 558 | Yes
5691093 | Active | Systems | SMARTCOMFORT TXT+ R410A HP | TEMPSTAR | TCH624GKA2* |  | EHD4X36A** | OLV098A12* | 24000 | 13 | 16 | 25000 | 8.5 | 15400 | 1 | HRCU-A-CB |  |  | 178 | 558 | Yes
5691085 | Active | Systems | SMARTCOMFORT TXT+ R410A HP | TEMPSTAR | TCH624GKA2* |  | EHD4X36A** | OMV098J12* | 24000 | 12.7 | 16.5 | 25000 | 9 | 15500 | 1 | HRCU-A-CB |  |  | 172 | 527 | Yes
5483853 | Discontinued | Systems | SMARTCOMFORT TXT+ R410A HP | TEMPSTAR | TCH624GKA2* |  | EHD4X36A** | OMV112K14A | 24000 | 13 | 16.7 | 25000 | 9 | 15300 | 1 | HRCU-A-CB |  |  | 170 | 527 | Yes
5483888 | Discontinued | Systems | SMARTCOMFORT TXT+ R410A HP | TEMPSTAR | TCH624GKA2* |  | EHD4X36A**+WALLCON | *8MV*0701412** | 24000 | 13.2 | 17 | 25000 | 9 | 15300 | 1 | HRCU-A-CB |  |  | 167 | 527 | Yes
5483889 | Discontinued | Systems | SMARTCOMFORT TXT+ R410A HP | TEMPSTAR | TCH624GKA2* |  | EHD4X36A**+WALLCON | *8MV*0901716** | 24000 | 13.2 | 17 | 25000 | 9 | 15300 | 1 | HRCU-A-CB |  |  | 167 | 527 | Yes
5483890 | Discontinued | Systems | SMARTCOMFORT TXT+ R410A HP | TEMPSTAR | TCH624GKA2* |  | EHD4X36A**+WALLCON | *8MV*1102120** | 24000 | 13.2 | 17.2 | 25000 | 9 | 15300 | 1 | HRCU-A-CB |  |  | 165 | 527 | Yes
5483891 | Discontinued | Systems | SMARTCOMFORT TXT+ R410A HP | TEMPSTAR | TCH624GKA2* |  | EHD4X36A**+WALLCON | *8MV*1352422** | 24000 | 13.2 | 17.2 | 25000 | 9.5 | 15300 | 1 | HRCU-A-CB |  |  | 165 | 499 | Yes
5483955 | Discontinued | Systems | SMARTCOMFORT TXT+ R410A HP | TEMPSTAR | TCH624GKA2* |  | EHD4X36A**+WALLCON | *9MA*0601714A** | 24000 | 12.7 | 16.5 | 25000 | 9 | 15400 | 1 | HRCU-A-CB |  |  | 172 | 527 | Yes
5483970 | Discontinued | Systems | SMARTCOMFORT TXT+ R410A HP | TEMPSTAR | TCH624GKA2* |  | EHD4X36A**+WALLCON | *9MA*0602120A** | 23600 | 12.7 | 16.2 | 25000 | 9 | 15400 | 1 | HRCU-A-CB |  |  | 172 | 527 | Yes
5483956 | Discontinued | Systems | SMARTCOMFORT TXT+ R410A HP | TEMPSTAR | TCH624GKA2* |  | EHD4X36A**+WALLCON | *9MA*0801714A** | 24000 | 13 | 16.5 | 25000 | 9 | 15400 | 1 | HRCU-A-CB |  |  | 172 | 527 | Yes
5483971 | Discontinued | Systems | SMARTCOMFORT TXT+ R410A HP | TEMPSTAR | TCH624GKA2* |  | EHD4X36A**+WALLCON | *9MA*0802120A** | 23600 | 13 | 17 | 25000 | 9 | 15400 | 1 | HRCU-A-CB |  |  | 164 | 527 | Yes
5483972 | Discontinued | Systems | SMARTCOMFORT TXT+ R410A HP | TEMPSTAR | TCH624GKA2* |  | EHD4X36A**+WALLCON | *9MA*1002122A** | 23600 | 13 | 16.7 | 25000 | 9 | 15300 | 1 | HRCU-A-CB |  |  | 167 | 527 | Yes
5483957 | Discontinued | Systems | SMARTCOMFORT TXT+ R410A HP | TEMPSTAR | TCH624GKA2* |  | EHD4X36A**+WALLCON | *9MA*1202422A** | 24000 | 13 | 16.7 | 25000 | 9 | 15400 | 1 | HRCU-A-CB |  |  | 170 | 527 | Yes
5483819 | Discontinued | Systems | SMARTCOMFORT TXT+ R410A HP | TEMPSTAR | TCH624GKA2* |  | EN(A,D)4X24*14** | *8MX*0451408** | 23600 | 12.7 | 16.2 | 25000 | 8.5 | 15400 | 1 | HRCU-A-CB |  |  | 172 | 558 | Yes
5484041 | Discontinued | Systems | SMARTCOMFORT TXT+ R410A HP | TEMPSTAR | TCH624GKA2* |  | EN(A,D)4X24*14** | MV08**14C* | 23600 | 12.7 | 16.7 | 25000 | 8.5 | 15200 | 1 | HRCU-A-CB |  |  | 167 | 558 | Yes
5483862 | Discontinued | Systems | SMARTCOMFORT TXT+ R410A HP | TEMPSTAR | TCH624GKA2* |  | EN(A,D)4X24*14**+WALLCON | *8MV*0701412** | 23800 | 13 | 16.7 | 25000 | 8.5 | 15300 | 1 | HRCU-A-CB |  |  | 169 | 558 | Yes
5483991 | Discontinued | Systems | SMARTCOMFORT TXT+ R410A HP | TEMPSTAR | TCH624GKA2* |  | EN(A,D)4X24*17** | *9MV*0601714A** | 23400 | 12.5 | 16.2 | 25000 | 8.5 | 15300 | 1 | HRCU-A-CB |  |  | 171 | 558 | Yes
5483992 | Discontinued | Systems | SMARTCOMFORT TXT+ R410A HP | TEMPSTAR | TCH624GKA2* |  | EN(A,D)4X24*17** | *9MV*0801716A** | 23400 | 12.7 | 16.5 | 25000 | 9 | 15200 | 1 | HRCU-A-CB |  |  | 168 | 527 | Yes
5483905 | Discontinued | Systems | SMARTCOMFORT TXT+ R410A HP | TEMPSTAR | TCH624GKA2* |  | EN(A,D)4X24*17** | *9MX*0601714A** | 24400 | 12.5 | 16.5 | 25000 | 9 | 15900 | 1 | HRCU-A-CB |  |  | 175 | 527 | Yes
5484042 | Discontinued | Systems | SMARTCOMFORT TXT+ R410A HP | TEMPSTAR | TCH624GKA2* |  | EN(A,D)4X24*17** | MV08**14C* | 23600 | 12.7 | 16.7 | 25000 | 8.5 | 15200 | 1 | HRCU-A-CB |  |  | 167 | 558 | Yes
5484043 | Discontinued | Systems | SMARTCOMFORT TXT+ R410A HP | TEMPSTAR | TCH624GKA2* |  | EN(A,D)4X24*17** | MV12**17C* | 23800 | 13 | 16.7 | 25000 | 9 | 15300 | 1 | HRCU-A-CB |  |  | 169 | 527 | Yes
5484066 | Discontinued | Systems | SMARTCOMFORT TXT+ R410A HP | TEMPSTAR | TCH624GKA2* |  | EN(A,D)4X24*17** | NOMV106D12* | 24200 | 12.5 | 16.2 | 25000 | 8.5 | 15700 | 1 | HRCU-A-CB |  |  | 177 | 558 | Yes
5690977 | Active | Systems | SMARTCOMFORT TXT+ R410A HP | TEMPSTAR | TCH624GKA2* |  | EN(A,D)4X24*17** | OLV098A12* | 23800 | 12.5 | 15.7 | 25000 | 8.5 | 15500 | 1 | HRCU-A-CB |  |  | 179 | 558 | Yes
5690971 | Active | Systems | SMARTCOMFORT TXT+ R410A HP | TEMPSTAR | TCH624GKA2* |  | EN(A,D)4X24*17** | OMV098J12* | 23800 | 12.5 | 16.5 | 25000 | 8.5 | 15500 | 1 | HRCU-A-CB |  |  | 171 | 558 | Yes
5483822 | Discontinued | Systems | SMARTCOMFORT TXT+ R410A HP | TEMPSTAR | TCH624GKA2* |  | EN(A,D)4X24*17** | OMV112K14A | 23600 | 12.7 | 16.7 | 25000 | 8.8 | 15300 | 1 | HRCU-A-CB |  |  | 167 | 539 | Yes
5483863 | Discontinued | Systems | SMARTCOMFORT TXT+ R410A HP | TEMPSTAR | TCH624GKA2* |  | EN(A,D)4X24*17**+WALLCON | *8MV*0901716** | 23800 | 13 | 16.7 | 25000 | 8.5 | 15300 | 1 | HRCU-A-CB |  |  | 169 | 558 | Yes
5483932 | Discontinued | Systems | SMARTCOMFORT TXT+ R410A HP | TEMPSTAR | TCH624GKA2* |  | EN(A,D)4X24*17**+WALLCON | *9MA*0601714A** | 23600 | 12.5 | 16.2 | 25000 | 8.5 | 15400 | 1 | HRCU-A-CB |  |  | 172 | 558 | Yes
5483933 | Discontinued | Systems | SMARTCOMFORT TXT+ R410A HP | TEMPSTAR | TCH624GKA2* |  | EN(A,D)4X24*17**+WALLCON | *9MA*0801714A** | 23600 | 12.7 | 16.2 | 25000 | 8.5 | 15400 | 1 | HRCU-A-CB |  |  | 172 | 558 | Yes
5483823 | Discontinued | Systems | SMARTCOMFORT TXT+ R410A HP | TEMPSTAR | TCH624GKA2* |  | EN(A,D)4X30*14** | *8MX*0451408** | 23800 | 12.7 | 16.2 | 25000 | 9 | 15400 | 1 | HRCU-A-CB |  |  | 174 | 527 | Yes
5484044 | Discontinued | Systems | SMARTCOMFORT TXT+ R410A HP | TEMPSTAR | TCH624GKA2* |  | EN(A,D)4X30*14** | MV08**14C* | 23600 | 12.7 | 16.7 | 25000 | 9 | 15200 | 1 | HRCU-A-CB |  |  | 167 | 527 | Yes
5483864 | Discontinued | Systems | SMARTCOMFORT TXT+ R410A HP | TEMPSTAR | TCH624GKA2* |  | EN(A,D)4X30*14**+WALLCON | *8MV*0701412** | 23800 | 13 | 16.7 | 25000 | 9 | 15300 | 1 | HRCU-A-CB |  |  | 169 | 527 | Yes
5483995 | Discontinued | Systems | SMARTCOMFORT TXT+ R410A HP | TEMPSTAR | TCH624GKA2* |  | EN(A,D)4X30*17** | *9MV*0601714A** | 23600 | 12.7 | 16.5 | 25000 | 9 | 15300 | 1 | HRCU-A-CB |  |  | 169 | 527 | Yes
5483996 | Discontinued | Systems | SMARTCOMFORT TXT+ R410A HP | TEMPSTAR | TCH624GKA2* |  | EN(A,D)4X30*17** | *9MV*0801716A** | 23800 | 13 | 16.7 | 25000 | 9 | 15300 | 1 | HRCU-A-CB |  |  | 169 | 527 | Yes
5483908 | Discontinued | Systems | SMARTCOMFORT TXT+ R410A HP | TEMPSTAR | TCH624GKA2* |  | EN(A,D)4X30*17** | *9MX*0601714A** | 24600 | 12.7 | 16.7 | 25000 | 9 | 15900 | 1 | HRCU-A-CB |  |  | 174 | 527 | Yes
5484045 | Discontinued | Systems | SMARTCOMFORT TXT+ R410A HP | TEMPSTAR | TCH624GKA2* |  | EN(A,D)4X30*17** | MV08**14C* | 23600 | 13 | 16.7 | 25000 | 9 | 15200 | 1 | HRCU-A-CB |  |  | 167 | 527 | Yes
5484046 | Discontinued | Systems | SMARTCOMFORT TXT+ R410A HP | TEMPSTAR | TCH624GKA2* |  | EN(A,D)4X30*17** | MV12**17C* | 23800 | 13 | 16.7 | 25000 | 9 | 15200 | 1 | HRCU-A-CB |  |  | 169 | 527 | Yes
5484067 | Discontinued | Systems | SMARTCOMFORT TXT+ R410A HP | TEMPSTAR | TCH624GKA2* |  | EN(A,D)4X30*17** | NOMV106D12* | 24200 | 12.7 | 16.2 | 25000 | 8.5 | 15600 | 1 | HRCU-A-CB |  |  | 177 | 558 | Yes
5690994 | Active | Systems | SMARTCOMFORT TXT+ R410A HP | TEMPSTAR | TCH624GKA2* |  | EN(A,D)4X30*17** | OLV098A12* | 23800 | 12.7 | 16 | 25000 | 8.5 | 15400 | 1 | HRCU-A-CB |  |  | 176 | 558 | Yes
5690984 | Active | Systems | SMARTCOMFORT TXT+ R410A HP | TEMPSTAR | TCH624GKA2* |  | EN(A,D)4X30*17** | OMV098J12* | 23800 | 12.7 | 16.5 | 25000 | 8.5 | 15400 | 1 | HRCU-A-CB |  |  | 171 | 558 | Yes
5483826 | Discontinued | Systems | SMARTCOMFORT TXT+ R410A HP | TEMPSTAR | TCH624GKA2* |  | EN(A,D)4X30*17** | OMV112K14A | 23800 | 13 | 16.7 | 25000 | 9 | 15300 | 1 | HRCU-A-CB |  |  | 169 | 527 | Yes
5483865 | Discontinued | Systems | SMARTCOMFORT TXT+ R410A HP | TEMPSTAR | TCH624GKA2* |  | EN(A,D)4X30*17**+WALLCON | *8MV*0901716** | 23800 | 13.2 | 16.7 | 25000 | 9 | 15200 | 1 | HRCU-A-CB |  |  | 169 | 527 | Yes
5483934 | Discontinued | Systems | SMARTCOMFORT TXT+ R410A HP | TEMPSTAR | TCH624GKA2* |  | EN(A,D)4X30*17**+WALLCON | *9MA*0601714A** | 23800 | 12.7 | 16.2 | 25000 | 8.5 | 15400 | 1 | HRCU-A-CB |  |  | 174 | 558 | Yes
5483935 | Discontinued | Systems | SMARTCOMFORT TXT+ R410A HP | TEMPSTAR | TCH624GKA2* |  | EN(A,D)4X30*17**+WALLCON | *9MA*0801714A** | 23800 | 12.7 | 16.5 | 25000 | 8.5 | 15300 | 1 | HRCU-A-CB |  |  | 171 | 558 | Yes
5484000 | Discontinued | Systems | SMARTCOMFORT TXT+ R410A HP | TEMPSTAR | TCH624GKA2* |  | EN(A,D)4X36*21** | *9MV*0601714A** | 23600 | 12.7 | 16.5 | 25000 | 9 | 15300 | 1 | HRCU-A-CB |  |  | 169 | 527 | Yes
5484001 | Discontinued | Systems | SMARTCOMFORT TXT+ R410A HP | TEMPSTAR | TCH624GKA2* |  | EN(A,D)4X36*21** | *9MV*0801716A** | 23800 | 13 | 16.7 | 25000 | 9 | 15300 | 1 | HRCU-A-CB |  |  | 169 | 527 | Yes
5484002 | Discontinued | Systems | SMARTCOMFORT TXT+ R410A HP | TEMPSTAR | TCH624GKA2* |  | EN(A,D)4X36*21** | *9MV*0802120A** | 24000 | 13 | 17 | 25000 | 9 | 15400 | 1 | HRCU-A-CB |  |  | 167 | 527 | Yes
5484003 | Discontinued | Systems | SMARTCOMFORT TXT+ R410A HP | TEMPSTAR | TCH624GKA2* |  | EN(A,D)4X36*21** | *9MV*1002120A** | 24200 | 13.2 | 17 | 25000 | 9 | 15400 | 1 | HRCU-A-CB |  |  | 169 | 527 | Yes
5483911 | Discontinued | Systems | SMARTCOMFORT TXT+ R410A HP | TEMPSTAR | TCH624GKA2* |  | EN(A,D)4X36*21** | *9MX*0601714A** | 24600 | 12.7 | 16.7 | 25000 | 9 | 15900 | 1 | HRCU-A-CB |  |  | 174 | 527 | Yes
5484049 | Discontinued | Systems | SMARTCOMFORT TXT+ R410A HP | TEMPSTAR | TCH624GKA2* |  | EN(A,D)4X36*21** | MV12**17C* | 23800 | 13 | 16.7 | 25000 | 9 | 15200 | 1 | HRCU-A-CB |  |  | 169 | 527 | Yes
5484069 | Discontinued | Systems | SMARTCOMFORT TXT+ R410A HP | TEMPSTAR | TCH624GKA2* |  | EN(A,D)4X36*21** | NOMV106D12* | 24400 | 12.7 | 16.2 | 25000 | 8.5 | 15600 | 1 | HRCU-A-CB |  |  | 178 | 558 | Yes
5483867 | Discontinued | Systems | SMARTCOMFORT TXT+ R410A HP | TEMPSTAR | TCH624GKA2* |  | EN(A,D)4X36*21**+WALLCON | *8MV*1102120** | 23800 | 13.2 | 17 | 25000 | 9 | 15300 | 1 | HRCU-A-CB |  |  | 166 | 527 | Yes
5483938 | Discontinued | Systems | SMARTCOMFORT TXT+ R410A HP | TEMPSTAR | TCH624GKA2* |  | EN(A,D)4X36*21**+WALLCON | *9MA*0601714A** | 23800 | 12.7 | 16.2 | 25000 | 9 | 15400 | 1 | HRCU-A-CB |  |  | 174 | 527 | Yes
5483961 | Discontinued | Systems | SMARTCOMFORT TXT+ R410A HP | TEMPSTAR | TCH624GKA2* |  | EN(A,D)4X36*21**+WALLCON | *9MA*0602120A** | 23400 | 12.7 | 16.2 | 25000 | 8.5 | 15300 | 1 | HRCU-A-CB |  |  | 171 | 558 | Yes
5483939 | Discontinued | Systems | SMARTCOMFORT TXT+ R410A HP | TEMPSTAR | TCH624GKA2* |  | EN(A,D)4X36*21**+WALLCON | *9MA*0801714A** | 23800 | 12.7 | 16.5 | 25000 | 8.5 | 15300 | 1 | HRCU-A-CB |  |  | 171 | 558 | Yes
5483962 | Discontinued | Systems | SMARTCOMFORT TXT+ R410A HP | TEMPSTAR | TCH624GKA2* |  | EN(A,D)4X36*21**+WALLCON | *9MA*0802120A** | 23400 | 12.7 | 16.7 | 25000 | 9 | 15300 | 1 | HRCU-A-CB |  |  | 166 | 527 | Yes
5483963 | Discontinued | Systems | SMARTCOMFORT TXT+ R410A HP | TEMPSTAR | TCH624GKA2* |  | EN(A,D)4X36*21**+WALLCON | *9MA*1002122A** | 23400 | 13 | 16.7 | 25000 | 9 | 15300 | 1 | HRCU-A-CB |  |  | 166 | 527 | Yes
5483998 | Discontinued | Systems | SMARTCOMFORT TXT+ R410A HP | TEMPSTAR | TCH624GKA2* |  | EN(A,D,W)4X36*17** | *9MV*0601714A** | 23600 | 12.7 | 16.5 | 25000 | 9 | 15300 | 1 | HRCU-A-CB |  |  | 169 | 527 | Yes
5483999 | Discontinued | Systems | SMARTCOMFORT TXT+ R410A HP | TEMPSTAR | TCH624GKA2* |  | EN(A,D,W)4X36*17** | *9MV*0801716A** | 23800 | 13 | 16.7 | 25000 | 9 | 15300 | 1 | HRCU-A-CB |  |  | 169 | 527 | Yes
5483910 | Discontinued | Systems | SMARTCOMFORT TXT+ R410A HP | TEMPSTAR | TCH624GKA2* |  | EN(A,D,W)4X36*17** | *9MX*0601714A** | 24600 | 12.7 | 16.7 | 25000 | 9 | 15900 | 1 | HRCU-A-CB |  |  | 174 | 527 | Yes
5484047 | Discontinued | Systems | SMARTCOMFORT TXT+ R410A HP | TEMPSTAR | TCH624GKA2* |  | EN(A,D,W)4X36*17** | MV08**14C* | 23600 | 13 | 16.7 | 25000 | 9 | 15200 | 1 | HRCU-A-CB |  |  | 167 | 527 | Yes
5484048 | Discontinued | Systems | SMARTCOMFORT TXT+ R410A HP | TEMPSTAR | TCH624GKA2* |  | EN(A,D,W)4X36*17** | MV12**17C* | 23800 | 13 | 16.7 | 25000 | 9 | 15200 | 1 | HRCU-A-CB |  |  | 169 | 527 | Yes
5484068 | Discontinued | Systems | SMARTCOMFORT TXT+ R410A HP | TEMPSTAR | TCH624GKA2* |  | EN(A,D,W)4X36*17** | NOMV106D12* | 24200 | 12.7 | 16.2 | 25000 | 8.5 | 15600 | 1 | HRCU-A-CB |  |  | 177 | 558 | Yes
5691006 | Active | Systems | SMARTCOMFORT TXT+ R410A HP | TEMPSTAR | TCH624GKA2* |  | EN(A,D,W)4X36*17** | OLV098A12* | 23800 | 12.7 | 16 | 25000 | 8.5 | 15400 | 1 | HRCU-A-CB |  |  | 176 | 558 | Yes
5690998 | Active | Systems | SMARTCOMFORT TXT+ R410A HP | TEMPSTAR | TCH624GKA2* |  | EN(A,D,W)4X36*17** | OMV098J12* | 23800 | 12.7 | 16.5 | 25000 | 8.5 | 15400 | 1 | HRCU-A-CB |  |  | 171 | 558 | Yes
5483829 | Discontinued | Systems | SMARTCOMFORT TXT+ R410A HP | TEMPSTAR | TCH624GKA2* |  | EN(A,D,W)4X36*17** | OMV112K14A | 23800 | 13 | 16.7 | 25000 | 9 | 15300 | 1 | HRCU-A-CB |  |  | 169 | 527 | Yes
5483866 | Discontinued | Systems | SMARTCOMFORT TXT+ R410A HP | TEMPSTAR | TCH624GKA2* |  | EN(A,D,W)4X36*17**+WALLCON | *8MV*0901716** | 23800 | 13.2 | 16.7 | 25000 | 9 | 15200 | 1 | HRCU-A-CB |  |  | 169 | 527 | Yes
5483936 | Discontinued | Systems | SMARTCOMFORT TXT+ R410A HP | TEMPSTAR | TCH624GKA2* |  | EN(A,D,W)4X36*17**+WALLCON | *9MA*0601714A** | 23800 | 12.7 | 16.2 | 25000 | 8.5 | 15400 | 1 | HRCU-A-CB |  |  | 174 | 558 | Yes
5483937 | Discontinued | Systems | SMARTCOMFORT TXT+ R410A HP | TEMPSTAR | TCH624GKA2* |  | EN(A,D,W)4X36*17**+WALLCON | *9MA*0801714A** | 23800 | 12.7 | 16.5 | 25000 | 9 | 15300 | 1 | HRCU-A-CB |  |  | 171 | 527 | Yes
5483830 | Discontinued | Systems | SMARTCOMFORT TXT+ R410A HP | TEMPSTAR | TCH624GKA2* |  | ENH4X24*17** | *8MX*0451408** | 23600 | 12.7 | 16.2 | 25000 | 8.5 | 15400 | 1 | HRCU-A-CB |  |  | 172 | 558 | Yes
5484005 | Discontinued | Systems | SMARTCOMFORT TXT+ R410A HP | TEMPSTAR | TCH624GKA2* |  | ENH4X24*17** | *9MV*0601714A** | 23400 | 12.5 | 16.2 | 25000 | 8.5 | 15300 | 1 | HRCU-A-CB |  |  | 171 | 558 | Yes
5484006 | Discontinued | Systems | SMARTCOMFORT TXT+ R410A HP | TEMPSTAR | TCH624GKA2* |  | ENH4X24*17** | *9MV*0801716A** | 23400 | 12.7 | 16.5 | 25000 | 9 | 15200 | 1 | HRCU-A-CB |  |  | 168 | 527 | Yes
5483913 | Discontinued | Systems | SMARTCOMFORT TXT+ R410A HP | TEMPSTAR | TCH624GKA2* |  | ENH4X24*17** | *9MX*0601714A** | 24400 | 12.5 | 16.5 | 25000 | 9 | 15900 | 1 | HRCU-A-CB |  |  | 175 | 527 | Yes
5484050 | Discontinued | Systems | SMARTCOMFORT TXT+ R410A HP | TEMPSTAR | TCH624GKA2* |  | ENH4X24*17** | MV08**14C* | 23600 | 12.7 | 16.7 | 25000 | 8.5 | 15200 | 1 | HRCU-A-CB |  |  | 167 | 558 | Yes
5484051 | Discontinued | Systems | SMARTCOMFORT TXT+ R410A HP | TEMPSTAR | TCH624GKA2* |  | ENH4X24*17** | MV12**17C* | 23800 | 13 | 16.7 | 25000 | 9 | 15300 | 1 | HRCU-A-CB |  |  | 169 | 527 | Yes
5484070 | Discontinued | Systems | SMARTCOMFORT TXT+ R410A HP | TEMPSTAR | TCH624GKA2* |  | ENH4X24*17** | NOMV106D12* | 24200 | 12.5 | 16.2 | 25000 | 8.5 | 15700 | 1 | HRCU-A-CB |  |  | 177 | 558 | Yes
5691020 | Active | Systems | SMARTCOMFORT TXT+ R410A HP | TEMPSTAR | TCH624GKA2* |  | ENH4X24*17** | OLV098A12* | 23800 | 12.5 | 15.7 | 25000 | 8.5 | 15500 | 1 | HRCU-A-CB |  |  | 179 | 558 | Yes
5691011 | Active | Systems | SMARTCOMFORT TXT+ R410A HP | TEMPSTAR | TCH624GKA2* |  | ENH4X24*17** | OMV098J12* | 23800 | 12.5 | 16.5 | 25000 | 8.5 | 15500 | 1 | HRCU-A-CB |  |  | 171 | 558 | Yes
5483833 | Discontinued | Systems | SMARTCOMFORT TXT+ R410A HP | TEMPSTAR | TCH624GKA2* |  | ENH4X24*17** | OMV112K14A | 23600 | 12.7 | 16.7 | 25000 | 8.8 | 15300 | 1 | HRCU-A-CB |  |  | 167 | 539 | Yes
5483868 | Discontinued | Systems | SMARTCOMFORT TXT+ R410A HP | TEMPSTAR | TCH624GKA2* |  | ENH4X24*17**+WALLCON | *8MV*0701412** | 23800 | 13 | 16.7 | 25000 | 8.5 | 15300 | 1 | HRCU-A-CB |  |  | 169 | 558 | Yes
5483869 | Discontinued | Systems | SMARTCOMFORT TXT+ R410A HP | TEMPSTAR | TCH624GKA2* |  | ENH4X24*17**+WALLCON | *8MV*0901716** | 23800 | 13 | 16.7 | 25000 | 8.5 | 15300 | 1 | HRCU-A-CB |  |  | 169 | 558 | Yes
5483940 | Discontinued | Systems | SMARTCOMFORT TXT+ R410A HP | TEMPSTAR | TCH624GKA2* |  | ENH4X24*17**+WALLCON | *9MA*0601714A** | 23600 | 12.5 | 16.2 | 25000 | 8.5 | 15400 | 1 | HRCU-A-CB |  |  | 172 | 558 | Yes
5483941 | Discontinued | Systems | SMARTCOMFORT TXT+ R410A HP | TEMPSTAR | TCH624GKA2* |  | ENH4X24*17**+WALLCON | *9MA*0801714A** | 23600 | 12.7 | 16.2 | 25000 | 8.5 | 15400 | 1 | HRCU-A-CB |  |  | 172 | 558 | Yes
5483834 | Discontinued | Systems | SMARTCOMFORT TXT+ R410A HP | TEMPSTAR | TCH624GKA2* |  | ENH4X30*17** | *8MX*0451408** | 24000 | 12.7 | 16.5 | 25000 | 9 | 15500 | 1 | HRCU-A-CB |  |  | 172 | 527 | Yes
5484008 | Discontinued | Systems | SMARTCOMFORT TXT+ R410A HP | TEMPSTAR | TCH624GKA2* |  | ENH4X30*17** | *9MV*0601714A** | 23600 | 12.7 | 16.5 | 25000 | 9 | 15300 | 1 | HRCU-A-CB |  |  | 169 | 527 | Yes
5484009 | Discontinued | Systems | SMARTCOMFORT TXT+ R410A HP | TEMPSTAR | TCH624GKA2* |  | ENH4X30*17** | *9MV*0801716A** | 23800 | 13 | 16.7 | 25000 | 9 | 15300 | 1 | HRCU-A-CB |  |  | 169 | 527 | Yes
5483915 | Discontinued | Systems | SMARTCOMFORT TXT+ R410A HP | TEMPSTAR | TCH624GKA2* |  | ENH4X30*17** | *9MX*0601714A** | 24600 | 12.7 | 16.7 | 25000 | 9 | 15900 | 1 | HRCU-A-CB |  |  | 174 | 527 | Yes
5484052 | Discontinued | Systems | SMARTCOMFORT TXT+ R410A HP | TEMPSTAR | TCH624GKA2* |  | ENH4X30*17** | MV08**14C* | 23600 | 13 | 16.7 | 25000 | 9 | 15200 | 1 | HRCU-A-CB |  |  | 167 | 527 | Yes
5484053 | Discontinued | Systems | SMARTCOMFORT TXT+ R410A HP | TEMPSTAR | TCH624GKA2* |  | ENH4X30*17** | MV12**17C* | 23800 | 13 | 16.7 | 25000 | 9 | 15200 | 1 | HRCU-A-CB |  |  | 169 | 527 | Yes
5484071 | Discontinued | Systems | SMARTCOMFORT TXT+ R410A HP | TEMPSTAR | TCH624GKA2* |  | ENH4X30*17** | NOMV106D12* | 24200 | 12.7 | 16.2 | 25000 | 8.5 | 15600 | 1 | HRCU-A-CB |  |  | 177 | 558 | Yes
5691034 | Active | Systems | SMARTCOMFORT TXT+ R410A HP | TEMPSTAR | TCH624GKA2* |  | ENH4X30*17** | OLV098A12* | 23800 | 12.7 | 16 | 25000 | 8.5 | 15400 | 1 | HRCU-A-CB |  |  | 176 | 558 | Yes
5691027 | Active | Systems | SMARTCOMFORT TXT+ R410A HP | TEMPSTAR | TCH624GKA2* |  | ENH4X30*17** | OMV098J12* | 23800 | 12.7 | 16.5 | 25000 | 8.5 | 15400 | 1 | HRCU-A-CB |  |  | 171 | 558 | Yes
5483837 | Discontinued | Systems | SMARTCOMFORT TXT+ R410A HP | TEMPSTAR | TCH624GKA2* |  | ENH4X30*17** | OMV112K14A | 23800 | 13 | 16.7 | 25000 | 9 | 15300 | 1 | HRCU-A-CB |  |  | 169 | 527 | Yes
5483872 | Discontinued | Systems | SMARTCOMFORT TXT+ R410A HP | TEMPSTAR | TCH624GKA2* |  | ENH4X30*17**+WALLCON | *8MV*0701412** | 23800 | 13 | 16.7 | 25000 | 9 | 15300 | 1 | HRCU-A-CB |  |  | 169 | 527 | Yes
5483873 | Discontinued | Systems | SMARTCOMFORT TXT+ R410A HP | TEMPSTAR | TCH624GKA2* |  | ENH4X30*17**+WALLCON | *8MV*0901716** | 23800 | 13.2 | 16.7 | 25000 | 9 | 15200 | 1 | HRCU-A-CB |  |  | 169 | 527 | Yes
5483943 | Discontinued | Systems | SMARTCOMFORT TXT+ R410A HP | TEMPSTAR | TCH624GKA2* |  | ENH4X30*17**+WALLCON | *9MA*0601714A** | 23800 | 12.7 | 16.2 | 25000 | 8.5 | 15400 | 1 | HRCU-A-CB |  |  | 174 | 558 | Yes
5483944 | Discontinued | Systems | SMARTCOMFORT TXT+ R410A HP | TEMPSTAR | TCH624GKA2* |  | ENH4X30*17**+WALLCON | *9MA*0801714A** | 23800 | 12.7 | 16.5 | 25000 | 8.5 | 15300 | 1 | HRCU-A-CB |  |  | 171 | 558 | Yes
5483838 | Discontinued | Systems | SMARTCOMFORT TXT+ R410A HP | TEMPSTAR | TCH624GKA2* |  | ENH4X36*17** | *8MX*0451408** | 24000 | 12.7 | 16.5 | 25000 | 9 | 15500 | 1 | HRCU-A-CB |  |  | 172 | 527 | Yes
5484011 | Discontinued | Systems | SMARTCOMFORT TXT+ R410A HP | TEMPSTAR | TCH624GKA2* |  | ENH4X36*17** | *9MV*0601714A** | 23600 | 12.7 | 16.5 | 25000 | 9 | 15300 | 1 | HRCU-A-CB |  |  | 169 | 527 | Yes
5484012 | Discontinued | Systems | SMARTCOMFORT TXT+ R410A HP | TEMPSTAR | TCH624GKA2* |  | ENH4X36*17** | *9MV*0801716A** | 23800 | 13 | 16.7 | 25000 | 9 | 15300 | 1 | HRCU-A-CB |  |  | 169 | 527 | Yes
5483917 | Discontinued | Systems | SMARTCOMFORT TXT+ R410A HP | TEMPSTAR | TCH624GKA2* |  | ENH4X36*17** | *9MX*0601714A** | 24600 | 12.7 | 16.7 | 25000 | 9 | 15900 | 1 | HRCU-A-CB |  |  | 174 | 527 | Yes
5484054 | Discontinued | Systems | SMARTCOMFORT TXT+ R410A HP | TEMPSTAR | TCH624GKA2* |  | ENH4X36*17** | MV08**14C* | 23600 | 13 | 16.7 | 25000 | 9 | 15200 | 1 | HRCU-A-CB |  |  | 167 | 527 | Yes
5484055 | Discontinued | Systems | SMARTCOMFORT TXT+ R410A HP | TEMPSTAR | TCH624GKA2* |  | ENH4X36*17** | MV12**17C* | 23800 | 13 | 16.7 | 25000 | 9 | 15200 | 1 | HRCU-A-CB |  |  | 169 | 527 | Yes
5484072 | Discontinued | Systems | SMARTCOMFORT TXT+ R410A HP | TEMPSTAR | TCH624GKA2* |  | ENH4X36*17** | NOMV106D12* | 24200 | 12.7 | 16.2 | 25000 | 8.5 | 15600 | 1 | HRCU-A-CB |  |  | 177 | 558 | Yes
5691047 | Active | Systems | SMARTCOMFORT TXT+ R410A HP | TEMPSTAR | TCH624GKA2* |  | ENH4X36*17** | OLV098A12* | 23800 | 12.7 | 16 | 25000 | 8.5 | 15400 | 1 | HRCU-A-CB |  |  | 176 | 558 | Yes
5691043 | Active | Systems | SMARTCOMFORT TXT+ R410A HP | TEMPSTAR | TCH624GKA2* |  | ENH4X36*17** | OMV098J12* | 23800 | 12.7 | 16.5 | 25000 | 8.5 | 15400 | 1 | HRCU-A-CB |  |  | 171 | 558 | Yes
5483841 | Discontinued | Systems | SMARTCOMFORT TXT+ R410A HP | TEMPSTAR | TCH624GKA2* |  | ENH4X36*17** | OMV112K14A | 23800 | 13 | 16.7 | 25000 | 9 | 15300 | 1 | HRCU-A-CB |  |  | 169 | 527 | Yes
5483876 | Discontinued | Systems | SMARTCOMFORT TXT+ R410A HP | TEMPSTAR | TCH624GKA2* |  | ENH4X36*17**+WALLCON | *8MV*0701412** | 23800 | 13 | 16.7 | 25000 | 9 | 15300 | 1 | HRCU-A-CB |  |  | 169 | 527 | Yes
5483877 | Discontinued | Systems | SMARTCOMFORT TXT+ R410A HP | TEMPSTAR | TCH624GKA2* |  | ENH4X36*17**+WALLCON | *8MV*0901716** | 23800 | 13.2 | 16.7 | 25000 | 9 | 15200 | 1 | HRCU-A-CB |  |  | 169 | 527 | Yes
5483946 | Discontinued | Systems | SMARTCOMFORT TXT+ R410A HP | TEMPSTAR | TCH624GKA2* |  | ENH4X36*17**+WALLCON | *9MA*0601714A** | 23800 | 12.7 | 16.2 | 25000 | 8.5 | 15400 | 1 | HRCU-A-CB |  |  | 174 | 558 | Yes
5483947 | Discontinued | Systems | SMARTCOMFORT TXT+ R410A HP | TEMPSTAR | TCH624GKA2* |  | ENH4X36*17**+WALLCON | *9MA*0801714A** | 23800 | 12.7 | 16.5 | 25000 | 8.5 | 15300 | 1 | HRCU-A-CB |  |  | 171 | 558 | Yes
5483892 | Discontinued | Systems | SMARTCOMFORT TXT+ R410A HP | TEMPSTAR | TCH624GKA2* |  | FCM4X24****+WALLCON |  | 24000 | 13.2 | 17 | 25000 | 9 | 15200 | 1 | HRCU-A-CB |  |  | 167 | 527 | Yes
5483893 | Discontinued | Systems | SMARTCOMFORT TXT+ R410A HP | TEMPSTAR | TCH624GKA2* |  | FCM4X36****+WALLCON |  | 24000 | 13.2 | 17 | 25000 | 9 | 15200 | 1 | HRCU-A-CB |  |  | 167 | 527 | Yes
5483787 | Discontinued | Systems | SMARTCOMFORT TXT+ R410A HP | TEMPSTAR | TCH624GKA2* |  | FVM4X24**** |  | 24000 | 13 | 17 | 25000 | 9 | 15300 | 1 | HRCU-A-CB | Yes |  | 167 | 527 | Yes
5483854 | Discontinued | Systems | SMARTCOMFORT TXT+ R410A HP | TEMPSTAR | TCH624GKA2* |  | FVM4X36**** |  | 24000 | 13.2 | 17 | 25000 | 9 | 15200 | 1 | HRCU-A-CB |  |  | 167 | 527 | Yes
5665734 | Active | Systems | SMARTCOMFORT TXT+ R410A HP | TEMPSTAR | TCH624GKA3* |  | EA*4X24*14A* | *8MX*0451408** | 23600 | 12.7 | 16.2 | 25000 | 8.5 | 15400 | 1 | HRCU-A-CB |  |  | 172 | 558 | Yes
5665949 | Active | Systems | SMARTCOMFORT TXT+ R410A HP | TEMPSTAR | TCH624GKA3* |  | EA*4X24*14A* | MV08**14C* | 23600 | 12.7 | 16.7 | 25000 | 8.5 | 15200 | 1 | HRCU-A-CB |  |  | 167 | 558 | Yes
5665782 | Active | Systems | SMARTCOMFORT TXT+ R410A HP | TEMPSTAR | TCH624GKA3* |  | EA*4X24*14A*+WALLCON | *8MV*0701412** | 23600 | 13 | 16.7 | 25000 | 8.5 | 15300 | 1 | HRCU-A-CB |  |  | 167 | 558 | Yes
5665893 | Active | Systems | SMARTCOMFORT TXT+ R410A HP | TEMPSTAR | TCH624GKA3* |  | EA*4X24*17A* | *9MV*0601714A** | 23400 | 12.7 | 16.2 | 25000 | 8.5 | 15300 | 1 | HRCU-A-CB |  |  | 171 | 558 | Yes
5665894 | Active | Systems | SMARTCOMFORT TXT+ R410A HP | TEMPSTAR | TCH624GKA3* |  | EA*4X24*17A* | *9MV*0801716A** | 23600 | 12.7 | 16.5 | 25000 | 9 | 15300 | 1 | HRCU-A-CB |  |  | 169 | 527 | Yes
5665817 | Active | Systems | SMARTCOMFORT TXT+ R410A HP | TEMPSTAR | TCH624GKA3* |  | EA*4X24*17A* | *9MX*0601714A** | 24400 | 12.5 | 16.5 | 25000 | 9 | 15900 | 1 | HRCU-A-CB |  |  | 175 | 527 | Yes
5665950 | Active | Systems | SMARTCOMFORT TXT+ R410A HP | TEMPSTAR | TCH624GKA3* |  | EA*4X24*17A* | MV08**14C* | 23600 | 13 | 16.7 | 25000 | 8.5 | 15200 | 1 | HRCU-A-CB |  |  | 167 | 558 | Yes
5665951 | Active | Systems | SMARTCOMFORT TXT+ R410A HP | TEMPSTAR | TCH624GKA3* |  | EA*4X24*17A* | MV12**17C* | 23600 | 13 | 16.7 | 25000 | 9 | 15200 | 1 | HRCU-A-CB |  |  | 167 | 527 | Yes
5665980 | Active | Systems | SMARTCOMFORT TXT+ R410A HP | TEMPSTAR | TCH624GKA3* |  | EA*4X24*17A* | NOMV106D12* | 24200 | 12.7 | 16.2 | 25000 | 8.5 | 15600 | 1 | HRCU-A-CB |  |  | 177 | 558 | Yes
5691827 | Active | Systems | SMARTCOMFORT TXT+ R410A HP | TEMPSTAR | TCH624GKA3* |  | EA*4X24*17A* | OLV098A12* | 23800 | 12.7 | 15.7 | 25000 | 8.5 | 15400 | 1 | HRCU-A-CB |  |  | 179 | 558 | Yes
5691825 | Active | Systems | SMARTCOMFORT TXT+ R410A HP | TEMPSTAR | TCH624GKA3* |  | EA*4X24*17A* | OMV098J12* | 23800 | 12.7 | 16.5 | 25000 | 8.5 | 15400 | 1 | HRCU-A-CB |  |  | 171 | 558 | Yes
5665737 | Active | Systems | SMARTCOMFORT TXT+ R410A HP | TEMPSTAR | TCH624GKA3* |  | EA*4X24*17A* | OMV112K14A | 23600 | 12.7 | 16.7 | 25000 | 9 | 15200 | 1 | HRCU-A-CB |  |  | 167 | 527 | Yes
5665783 | Active | Systems | SMARTCOMFORT TXT+ R410A HP | TEMPSTAR | TCH624GKA3* |  | EA*4X24*17A*+WALLCON | *8MV*0901716** | 23800 | 13 | 16.7 | 25000 | 8.5 | 15200 | 1 | HRCU-A-CB |  |  | 169 | 558 | Yes
5665845 | Active | Systems | SMARTCOMFORT TXT+ R410A HP | TEMPSTAR | TCH624GKA3* |  | EA*4X24*17A*+WALLCON | *9MA*0601714A** | 23600 | 12.7 | 16.2 | 25000 | 8.5 | 15400 | 1 | HRCU-A-CB |  |  | 172 | 558 | Yes
5665846 | Active | Systems | SMARTCOMFORT TXT+ R410A HP | TEMPSTAR | TCH624GKA3* |  | EA*4X24*17A*+WALLCON | *9MA*0801714A** | 23600 | 12.7 | 16.5 | 25000 | 8.5 | 15300 | 1 | HRCU-A-CB |  |  | 169 | 558 | Yes
5665738 | Active | Systems | SMARTCOMFORT TXT+ R410A HP | TEMPSTAR | TCH624GKA3* |  | EA*4X30*14A* | *8MX*0451408** | 23800 | 12.7 | 16.2 | 25000 | 9 | 15400 | 1 | HRCU-A-CB |  |  | 174 | 527 | Yes
5665952 | Active | Systems | SMARTCOMFORT TXT+ R410A HP | TEMPSTAR | TCH624GKA3* |  | EA*4X30*14A* | MV08**14C* | 23600 | 13 | 16.5 | 25000 | 9 | 15200 | 1 | HRCU-A-CB |  |  | 169 | 527 | Yes
5665784 | Active | Systems | SMARTCOMFORT TXT+ R410A HP | TEMPSTAR | TCH624GKA3* |  | EA*4X30*14A*+WALLCON | *8MV*0701412** | 23800 | 13 | 16.7 | 25000 | 9 | 15300 | 1 | HRCU-A-CB |  |  | 169 | 527 | Yes
5665897 | Active | Systems | SMARTCOMFORT TXT+ R410A HP | TEMPSTAR | TCH624GKA3* |  | EA*4X30*17A* | *9MV*0601714A** | 23600 | 12.7 | 16.5 | 25000 | 9 | 15300 | 1 | HRCU-A-CB |  |  | 169 | 527 | Yes
5665898 | Active | Systems | SMARTCOMFORT TXT+ R410A HP | TEMPSTAR | TCH624GKA3* |  | EA*4X30*17A* | *9MV*0801716A** | 23800 | 13 | 16.7 | 25000 | 9 | 15300 | 1 | HRCU-A-CB |  |  | 169 | 527 | Yes
5665820 | Active | Systems | SMARTCOMFORT TXT+ R410A HP | TEMPSTAR | TCH624GKA3* |  | EA*4X30*17A* | *9MX*0601714A** | 24600 | 12.7 | 16.7 | 25000 | 9.2 | 15900 | 1 | HRCU-A-CB |  |  | 174 | 515 | Yes
5665953 | Active | Systems | SMARTCOMFORT TXT+ R410A HP | TEMPSTAR | TCH624GKA3* |  | EA*4X30*17A* | MV08**14C* | 23600 | 13 | 16.7 | 25000 | 9 | 15200 | 1 | HRCU-A-CB |  |  | 167 | 527 | Yes
5665954 | Active | Systems | SMARTCOMFORT TXT+ R410A HP | TEMPSTAR | TCH624GKA3* |  | EA*4X30*17A* | MV12**17C* | 23800 | 13 | 16.7 | 25000 | 9 | 15200 | 1 | HRCU-A-CB |  |  | 169 | 527 | Yes
5665981 | Active | Systems | SMARTCOMFORT TXT+ R410A HP | TEMPSTAR | TCH624GKA3* |  | EA*4X30*17A* | NOMV106D12* | 24200 | 12.7 | 16.2 | 25000 | 8.5 | 15600 | 1 | HRCU-A-CB |  |  | 177 | 558 | Yes
5691845 | Active | Systems | SMARTCOMFORT TXT+ R410A HP | TEMPSTAR | TCH624GKA3* |  | EA*4X30*17A* | OLV098A12* | 23800 | 12.7 | 16 | 25000 | 8.5 | 15400 | 1 | HRCU-A-CB |  |  | 176 | 558 | Yes
5691836 | Active | Systems | SMARTCOMFORT TXT+ R410A HP | TEMPSTAR | TCH624GKA3* |  | EA*4X30*17A* | OMV098J12* | 23800 | 12.7 | 16.5 | 25000 | 8.5 | 15400 | 1 | HRCU-A-CB |  |  | 171 | 558 | Yes
5665741 | Active | Systems | SMARTCOMFORT TXT+ R410A HP | TEMPSTAR | TCH624GKA3* |  | EA*4X30*17A* | OMV112K14A | 23800 | 13 | 16.7 | 25000 | 9 | 15200 | 1 | HRCU-A-CB |  |  | 169 | 527 | Yes
5665785 | Active | Systems | SMARTCOMFORT TXT+ R410A HP | TEMPSTAR | TCH624GKA3* |  | EA*4X30*17A*+WALLCON | *8MV*0901716** | 23800 | 13.2 | 16.7 | 25000 | 9 | 15200 | 1 | HRCU-A-CB |  |  | 169 | 527 | Yes
5665847 | Active | Systems | SMARTCOMFORT TXT+ R410A HP | TEMPSTAR | TCH624GKA3* |  | EA*4X30*17A*+WALLCON | *9MA*0601714A** | 23600 | 12.7 | 16.2 | 25000 | 8.5 | 15400 | 1 | HRCU-A-CB |  |  | 172 | 558 | Yes
5665848 | Active | Systems | SMARTCOMFORT TXT+ R410A HP | TEMPSTAR | TCH624GKA3* |  | EA*4X30*17A*+WALLCON | *9MA*0801714A** | 23800 | 12.7 | 16.5 | 25000 | 8.5 | 15300 | 1 | HRCU-A-CB |  |  | 171 | 558 | Yes
5665742 | Active | Systems | SMARTCOMFORT TXT+ R410A HP | TEMPSTAR | TCH624GKA3* |  | EA*4X36*14A* | *8MX*0451408** | 24000 | 12.7 | 16.5 | 25000 | 9 | 15400 | 1 | HRCU-A-CB |  |  | 172 | 527 | Yes
5665955 | Active | Systems | SMARTCOMFORT TXT+ R410A HP | TEMPSTAR | TCH624GKA3* |  | EA*4X36*14A* | MV08**14C* | 23600 | 13 | 16.7 | 25000 | 9 | 15200 | 1 | HRCU-A-CB |  |  | 167 | 527 | Yes
5665786 | Active | Systems | SMARTCOMFORT TXT+ R410A HP | TEMPSTAR | TCH624GKA3* |  | EA*4X36*14A*+WALLCON | *8MV*0701412** | 23800 | 13 | 16.7 | 25000 | 9 | 15300 | 1 | HRCU-A-CB |  |  | 169 | 527 | Yes
5665901 | Active | Systems | SMARTCOMFORT TXT+ R410A HP | TEMPSTAR | TCH624GKA3* |  | EA*4X36*17A* | *9MV*0601714A** | 23800 | 12.7 | 16.5 | 25000 | 9 | 15300 | 1 | HRCU-A-CB |  |  | 171 | 527 | Yes
5665902 | Active | Systems | SMARTCOMFORT TXT+ R410A HP | TEMPSTAR | TCH624GKA3* |  | EA*4X36*17A* | *9MV*0801716A** | 24000 | 13 | 16.7 | 25000 | 9 | 15400 | 1 | HRCU-A-CB |  |  | 170 | 527 | Yes
5665823 | Active | Systems | SMARTCOMFORT TXT+ R410A HP | TEMPSTAR | TCH624GKA3* |  | EA*4X36*17A* | *9MX*0601714A** | 24800 | 12.7 | 16.7 | 25000 | 9 | 15900 | 1 | HRCU-A-CB |  |  | 176 | 527 | Yes
5665956 | Active | Systems | SMARTCOMFORT TXT+ R410A HP | TEMPSTAR | TCH624GKA3* |  | EA*4X36*17A* | MV08**14C* | 23600 | 13 | 16.7 | 25000 | 9 | 15200 | 1 | HRCU-A-CB |  |  | 167 | 527 | Yes
5665957 | Active | Systems | SMARTCOMFORT TXT+ R410A HP | TEMPSTAR | TCH624GKA3* |  | EA*4X36*17A* | MV12**17C* | 23800 | 13.2 | 16.7 | 25000 | 9 | 15200 | 1 | HRCU-A-CB |  |  | 169 | 527 | Yes
5665982 | Active | Systems | SMARTCOMFORT TXT+ R410A HP | TEMPSTAR | TCH624GKA3* |  | EA*4X36*17A* | NOMV106D12* | 24400 | 13 | 16.2 | 25000 | 8.5 | 15600 | 1 | HRCU-A-CB |  |  | 178 | 558 | Yes
5691860 | Active | Systems | SMARTCOMFORT TXT+ R410A HP | TEMPSTAR | TCH624GKA3* |  | EA*4X36*17A* | OLV098A12* | 24000 | 12.7 | 16 | 25000 | 8.5 | 15400 | 1 | HRCU-A-CB |  |  | 178 | 558 | Yes
5691852 | Active | Systems | SMARTCOMFORT TXT+ R410A HP | TEMPSTAR | TCH624GKA3* |  | EA*4X36*17A* | OMV098J12* | 24000 | 12.7 | 16.5 | 25000 | 8.5 | 15400 | 1 | HRCU-A-CB |  |  | 172 | 558 | Yes
5665745 | Active | Systems | SMARTCOMFORT TXT+ R410A HP | TEMPSTAR | TCH624GKA3* |  | EA*4X36*17A* | OMV112K14A | 23800 | 13 | 16.7 | 25000 | 9 | 15200 | 1 | HRCU-A-CB |  |  | 169 | 527 | Yes
5665787 | Active | Systems | SMARTCOMFORT TXT+ R410A HP | TEMPSTAR | TCH624GKA3* |  | EA*4X36*17A*+WALLCON | *8MV*0901716** | 24000 | 13.2 | 16.7 | 25000 | 9 | 15200 | 1 | HRCU-A-CB |  |  | 170 | 527 | Yes
5665849 | Active | Systems | SMARTCOMFORT TXT+ R410A HP | TEMPSTAR | TCH624GKA3* |  | EA*4X36*17A*+WALLCON | *9MA*0601714A** | 23800 | 12.7 | 16.2 | 25000 | 8.5 | 15400 | 1 | HRCU-A-CB |  |  | 174 | 558 | Yes
5665850 | Active | Systems | SMARTCOMFORT TXT+ R410A HP | TEMPSTAR | TCH624GKA3* |  | EA*4X36*17A*+WALLCON | *9MA*0801714A** | 23800 | 13 | 16.5 | 25000 | 9 | 15300 | 1 | HRCU-A-CB |  |  | 171 | 527 | Yes
5665903 | Active | Systems | SMARTCOMFORT TXT+ R410A HP | TEMPSTAR | TCH624GKA3* |  | EA*4X36*21A* | *9MV*0601714A** | 23800 | 13 | 16.7 | 25000 | 9 | 15400 | 1 | HRCU-A-CB |  |  | 169 | 527 | Yes
5665904 | Active | Systems | SMARTCOMFORT TXT+ R410A HP | TEMPSTAR | TCH624GKA3* |  | EA*4X36*21A* | *9MV*0801716A** | 24000 | 13 | 16.7 | 25000 | 9 | 15400 | 1 | HRCU-A-CB |  |  | 170 | 527 | Yes
5665905 | Active | Systems | SMARTCOMFORT TXT+ R410A HP | TEMPSTAR | TCH624GKA3* |  | EA*4X36*21A* | *9MV*0802120A** | 24400 | 13.2 | 17.2 | 25000 | 9 | 15500 | 1 | HRCU-A-CB |  |  | 168 | 527 | Yes
5665906 | Active | Systems | SMARTCOMFORT TXT+ R410A HP | TEMPSTAR | TCH624GKA3* |  | EA*4X36*21A* | *9MV*1002120A** | 24600 | 13.2 | 17.2 | 25000 | 9 | 15600 | 1 | HRCU-A-CB |  |  | 169 | 527 | Yes
5665958 | Active | Systems | SMARTCOMFORT TXT+ R410A HP | TEMPSTAR | TCH624GKA3* |  | EA*4X36*21A* | MV12**17C* | 23800 | 13.2 | 17 | 25000 | 9 | 15200 | 1 | HRCU-A-CB |  |  | 166 | 527 | Yes
5665983 | Active | Systems | SMARTCOMFORT TXT+ R410A HP | TEMPSTAR | TCH624GKA3* |  | EA*4X36*21A* | NOMV106D12* | 24400 | 13.2 | 16.5 | 25000 | 8.5 | 15600 | 1 | HRCU-A-CB |  |  | 175 | 558 | Yes
5665788 | Active | Systems | SMARTCOMFORT TXT+ R410A HP | TEMPSTAR | TCH624GKA3* |  | EA*4X36*21A*+WALLCON | *8MV*1102120** | 24000 | 13.2 | 17.2 | 25000 | 9 | 15200 | 1 | HRCU-A-CB |  |  | 165 | 527 | Yes
5665851 | Active | Systems | SMARTCOMFORT TXT+ R410A HP | TEMPSTAR | TCH624GKA3* |  | EA*4X36*21A*+WALLCON | *9MA*0601714A** | 23800 | 12.7 | 16.5 | 25000 | 8.5 | 15300 | 1 | HRCU-A-CB |  |  | 171 | 558 | Yes
5665876 | Active | Systems | SMARTCOMFORT TXT+ R410A HP | TEMPSTAR | TCH624GKA3* |  | EA*4X36*21A*+WALLCON | *9MA*0602120A** | 23400 | 12.7 | 16.2 | 25000 | 8.5 | 15300 | 1 | HRCU-A-CB |  |  | 171 | 558 | Yes
5665852 | Active | Systems | SMARTCOMFORT TXT+ R410A HP | TEMPSTAR | TCH624GKA3* |  | EA*4X36*21A*+WALLCON | *9MA*0801714A** | 23800 | 13 | 16.5 | 25000 | 9 | 15300 | 1 | HRCU-A-CB |  |  | 171 | 527 | Yes
5665877 | Active | Systems | SMARTCOMFORT TXT+ R410A HP | TEMPSTAR | TCH624GKA3* |  | EA*4X36*21A*+WALLCON | *9MA*0802120A** | 23600 | 13 | 16.7 | 25000 | 9 | 15300 | 1 | HRCU-A-CB |  |  | 167 | 527 | Yes
5665878 | Active | Systems | SMARTCOMFORT TXT+ R410A HP | TEMPSTAR | TCH624GKA3* |  | EA*4X36*21A*+WALLCON | *9MA*1002122A** | 23600 | 13 | 17 | 25000 | 9 | 15300 | 1 | HRCU-A-CB |  |  | 164 | 527 | Yes
5665769 | Active | Systems | SMARTCOMFORT TXT+ R410A HP | TEMPSTAR | TCH624GKA3* |  | EHD4X24A** | *8MX*0451408** | 23600 | 12.7 | 16.2 | 25000 | 8.5 | 15400 | 1 | HRCU-A-CB |  |  | 172 | 558 | Yes
5665932 | Active | Systems | SMARTCOMFORT TXT+ R410A HP | TEMPSTAR | TCH624GKA3* |  | EHD4X24A** | *9MV*0601714A** | 23400 | 12.5 | 16 | 25000 | 8.5 | 15300 | 1 | HRCU-A-CB |  |  | 173 | 558 | Yes
5665933 | Active | Systems | SMARTCOMFORT TXT+ R410A HP | TEMPSTAR | TCH624GKA3* |  | EHD4X24A** | *9MV*0801716A** | 23400 | 12.7 | 16.2 | 25000 | 8.5 | 15200 | 1 | HRCU-A-CB |  |  | 171 | 558 | Yes
5665934 | Active | Systems | SMARTCOMFORT TXT+ R410A HP | TEMPSTAR | TCH624GKA3* |  | EHD4X24A** | *9MV*0802120A** | 23200 | 12.7 | 16.5 | 25000 | 8.5 | 15100 | 1 | HRCU-A-CB |  |  | 166 | 558 | Yes
5665935 | Active | Systems | SMARTCOMFORT TXT+ R410A HP | TEMPSTAR | TCH624GKA3* |  | EHD4X24A** | *9MV*1002120A** | 23400 | 12.7 | 16.5 | 25000 | 9 | 15200 | 1 | HRCU-A-CB |  |  | 168 | 527 | Yes
5665936 | Active | Systems | SMARTCOMFORT TXT+ R410A HP | TEMPSTAR | TCH624GKA3* |  | EHD4X24A** | *9MV*1202422A** | 23400 | 12.7 | 16.2 | 25000 | 9 | 15200 | 1 | HRCU-A-CB |  |  | 171 | 527 | Yes
5665974 | Active | Systems | SMARTCOMFORT TXT+ R410A HP | TEMPSTAR | TCH624GKA3* |  | EHD4X24A** | MV08**14C* | 23600 | 12.7 | 16.5 | 25000 | 8.5 | 15300 | 1 | HRCU-A-CB |  |  | 169 | 558 | Yes
5665975 | Active | Systems | SMARTCOMFORT TXT+ R410A HP | TEMPSTAR | TCH624GKA3* |  | EHD4X24A** | MV12**17C* | 23800 | 13 | 16.7 | 25000 | 9 | 15300 | 1 | HRCU-A-CB |  |  | 169 | 527 | Yes
5665991 | Active | Systems | SMARTCOMFORT TXT+ R410A HP | TEMPSTAR | TCH624GKA3* |  | EHD4X24A** | NOMV106D12* | 24400 | 12.5 | 16 | 25000 | 8.5 | 15800 | 1 | HRCU-A-CB |  |  | 181 | 558 | Yes
5691954 | Active | Systems | SMARTCOMFORT TXT+ R410A HP | TEMPSTAR | TCH624GKA3* |  | EHD4X24A** | OLV098A12* | 23800 | 12.5 | 15.7 | 25000 | 8.5 | 15500 | 1 | HRCU-A-CB |  |  | 179 | 558 | Yes
5691950 | Active | Systems | SMARTCOMFORT TXT+ R410A HP | TEMPSTAR | TCH624GKA3* |  | EHD4X24A** | OMV098J12* | 23800 | 12.5 | 16.2 | 25000 | 8.5 | 15600 | 1 | HRCU-A-CB |  |  | 174 | 558 | Yes
5665772 | Active | Systems | SMARTCOMFORT TXT+ R410A HP | TEMPSTAR | TCH624GKA3* |  | EHD4X24A** | OMV112K14A | 23800 | 12.7 | 16.5 | 25000 | 9 | 15400 | 1 | HRCU-A-CB |  |  | 171 | 527 | Yes
5665801 | Active | Systems | SMARTCOMFORT TXT+ R410A HP | TEMPSTAR | TCH624GKA3* |  | EHD4X24A**+WALLCON | *8MV*0701412** | 23800 | 13 | 16.7 | 25000 | 9 | 15300 | 1 | HRCU-A-CB |  |  | 169 | 527 | Yes
5665802 | Active | Systems | SMARTCOMFORT TXT+ R410A HP | TEMPSTAR | TCH624GKA3* |  | EHD4X24A**+WALLCON | *8MV*0901716** | 23800 | 13 | 16.7 | 25000 | 9 | 15300 | 1 | HRCU-A-CB |  |  | 169 | 527 | Yes
5665803 | Active | Systems | SMARTCOMFORT TXT+ R410A HP | TEMPSTAR | TCH624GKA3* |  | EHD4X24A**+WALLCON | *8MV*1102120** | 23800 | 13 | 16.7 | 25000 | 9 | 15400 | 1 | HRCU-A-CB |  |  | 169 | 527 | Yes
5665804 | Active | Systems | SMARTCOMFORT TXT+ R410A HP | TEMPSTAR | TCH624GKA3* |  | EHD4X24A**+WALLCON | *8MV*1352422** | 23800 | 13 | 16.7 | 25000 | 9 | 15300 | 1 | HRCU-A-CB |  |  | 169 | 527 | Yes
5665867 | Active | Systems | SMARTCOMFORT TXT+ R410A HP | TEMPSTAR | TCH624GKA3* |  | EHD4X24A**+WALLCON | *9MA*0601714A** | 23800 | 12.5 | 16.2 | 25000 | 8.5 | 15500 | 1 | HRCU-A-CB |  |  | 174 | 558 | Yes
5665882 | Active | Systems | SMARTCOMFORT TXT+ R410A HP | TEMPSTAR | TCH624GKA3* |  | EHD4X24A**+WALLCON | *9MA*0602120A** | 23400 | 12.5 | 16 | 25000 | 8.5 | 15400 | 1 | HRCU-A-CB |  |  | 173 | 558 | Yes
5665868 | Active | Systems | SMARTCOMFORT TXT+ R410A HP | TEMPSTAR | TCH624GKA3* |  | EHD4X24A**+WALLCON | *9MA*0801714A** | 23800 | 12.7 | 16.2 | 25000 | 8.5 | 15400 | 1 | HRCU-A-CB |  |  | 174 | 558 | Yes
5665883 | Active | Systems | SMARTCOMFORT TXT+ R410A HP | TEMPSTAR | TCH624GKA3* |  | EHD4X24A**+WALLCON | *9MA*0802120A** | 23400 | 12.7 | 16.5 | 25000 | 9 | 15400 | 1 | HRCU-A-CB |  |  | 168 | 527 | Yes
5665884 | Active | Systems | SMARTCOMFORT TXT+ R410A HP | TEMPSTAR | TCH624GKA3* |  | EHD4X24A**+WALLCON | *9MA*1002122A** | 23400 | 12.7 | 16.5 | 25000 | 9 | 15400 | 1 | HRCU-A-CB |  |  | 168 | 527 | Yes
5665869 | Active | Systems | SMARTCOMFORT TXT+ R410A HP | TEMPSTAR | TCH624GKA3* |  | EHD4X24A**+WALLCON | *9MA*1202422A** | 23800 | 12.7 | 16.5 | 25000 | 9 | 15400 | 1 | HRCU-A-CB |  |  | 171 | 527 | Yes
5665773 | Active | Systems | SMARTCOMFORT TXT+ R410A HP | TEMPSTAR | TCH624GKA3* |  | EHD4X30A** | *8MX*0451408** | 24000 | 12.7 | 16.5 | 25000 | 9 | 15400 | 1 | HRCU-A-CB |  |  | 172 | 527 | Yes
5665938 | Active | Systems | SMARTCOMFORT TXT+ R410A HP | TEMPSTAR | TCH624GKA3* |  | EHD4X30A** | *9MV*0601714A** | 23600 | 12.7 | 16.5 | 25000 | 9 | 15300 | 1 | HRCU-A-CB |  |  | 169 | 527 | Yes
5665939 | Active | Systems | SMARTCOMFORT TXT+ R410A HP | TEMPSTAR | TCH624GKA3* |  | EHD4X30A** | *9MV*0801716A** | 23800 | 13 | 16.7 | 25000 | 9 | 15300 | 1 | HRCU-A-CB |  |  | 169 | 527 | Yes
5665940 | Active | Systems | SMARTCOMFORT TXT+ R410A HP | TEMPSTAR | TCH624GKA3* |  | EHD4X30A** | *9MV*0802120A** | 23800 | 13 | 17 | 25000 | 9 | 15300 | 1 | HRCU-A-CB |  |  | 166 | 527 | Yes
5665941 | Active | Systems | SMARTCOMFORT TXT+ R410A HP | TEMPSTAR | TCH624GKA3* |  | EHD4X30A** | *9MV*1002120A** | 24000 | 13 | 17 | 25000 | 9 | 15300 | 1 | HRCU-A-CB |  |  | 167 | 527 | Yes
5665942 | Active | Systems | SMARTCOMFORT TXT+ R410A HP | TEMPSTAR | TCH624GKA3* |  | EHD4X30A** | *9MV*1202422A** | 23800 | 13 | 17 | 25000 | 9 | 15300 | 1 | HRCU-A-CB |  |  | 166 | 527 | Yes
5665842 | Active | Systems | SMARTCOMFORT TXT+ R410A HP | TEMPSTAR | TCH624GKA3* |  | EHD4X30A** | *9MX*0601714A** | 24800 | 12.7 | 16.7 | 25000 | 9 | 16000 | 1 | HRCU-A-CB |  |  | 176 | 527 | Yes
5665976 | Active | Systems | SMARTCOMFORT TXT+ R410A HP | TEMPSTAR | TCH624GKA3* |  | EHD4X30A** | MV08**14C* | 23800 | 13 | 16.7 | 25000 | 9 | 15200 | 1 | HRCU-A-CB |  |  | 169 | 527 | Yes
5665977 | Active | Systems | SMARTCOMFORT TXT+ R410A HP | TEMPSTAR | TCH624GKA3* |  | EHD4X30A** | MV12**17C* | 24000 | 13 | 17 | 25000 | 9 | 15300 | 1 | HRCU-A-CB |  |  | 167 | 527 | Yes
5665992 | Active | Systems | SMARTCOMFORT TXT+ R410A HP | TEMPSTAR | TCH624GKA3* |  | EHD4X30A** | NOMV106D12* | 24400 | 12.7 | 16.2 | 25000 | 8.5 | 15700 | 1 | HRCU-A-CB |  |  | 178 | 558 | Yes
5691969 | Active | Systems | SMARTCOMFORT TXT+ R410A HP | TEMPSTAR | TCH624GKA3* |  | EHD4X30A** | OLV098A12* | 24000 | 12.7 | 16 | 25000 | 8.5 | 15400 | 1 | HRCU-A-CB |  |  | 178 | 558 | Yes
5691965 | Active | Systems | SMARTCOMFORT TXT+ R410A HP | TEMPSTAR | TCH624GKA3* |  | EHD4X30A** | OMV098J12* | 24000 | 12.7 | 16.5 | 25000 | 8.5 | 15500 | 1 | HRCU-A-CB |  |  | 172 | 558 | Yes
5665776 | Active | Systems | SMARTCOMFORT TXT+ R410A HP | TEMPSTAR | TCH624GKA3* |  | EHD4X30A** | OMV112K14A | 23800 | 13 | 16.7 | 25000 | 9 | 15300 | 1 | HRCU-A-CB |  |  | 169 | 527 | Yes
5665805 | Active | Systems | SMARTCOMFORT TXT+ R410A HP | TEMPSTAR | TCH624GKA3* |  | EHD4X30A**+WALLCON | *8MV*0701412** | 24000 | 13 | 17 | 25000 | 9 | 15300 | 1 | HRCU-A-CB |  |  | 167 | 527 | Yes
5665806 | Active | Systems | SMARTCOMFORT TXT+ R410A HP | TEMPSTAR | TCH624GKA3* |  | EHD4X30A**+WALLCON | *8MV*0901716** | 24000 | 13.2 | 17 | 25000 | 9 | 15300 | 1 | HRCU-A-CB |  |  | 167 | 527 | Yes
5665807 | Active | Systems | SMARTCOMFORT TXT+ R410A HP | TEMPSTAR | TCH624GKA3* |  | EHD4X30A**+WALLCON | *8MV*1102120** | 24000 | 13.2 | 17 | 25000 | 9 | 15300 | 1 | HRCU-A-CB |  |  | 167 | 527 | Yes
5665808 | Active | Systems | SMARTCOMFORT TXT+ R410A HP | TEMPSTAR | TCH624GKA3* |  | EHD4X30A**+WALLCON | *8MV*1352422** | 24000 | 13.2 | 17.2 | 25000 | 9 | 15300 | 1 | HRCU-A-CB |  |  | 165 | 527 | Yes
5665870 | Active | Systems | SMARTCOMFORT TXT+ R410A HP | TEMPSTAR | TCH624GKA3* |  | EHD4X30A**+WALLCON | *9MA*0601714A** | 23800 | 12.7 | 16.2 | 25000 | 8.5 | 15400 | 1 | HRCU-A-CB |  |  | 174 | 558 | Yes
5665885 | Active | Systems | SMARTCOMFORT TXT+ R410A HP | TEMPSTAR | TCH624GKA3* |  | EHD4X30A**+WALLCON | *9MA*0602120A** | 23600 | 12.7 | 16.2 | 25000 | 8.5 | 15400 | 1 | HRCU-A-CB |  |  | 172 | 558 | Yes
5665871 | Active | Systems | SMARTCOMFORT TXT+ R410A HP | TEMPSTAR | TCH624GKA3* |  | EHD4X30A**+WALLCON | *9MA*0801714A** | 23800 | 12.7 | 16.5 | 25000 | 8.5 | 15400 | 1 | HRCU-A-CB |  |  | 171 | 558 | Yes
5665886 | Active | Systems | SMARTCOMFORT TXT+ R410A HP | TEMPSTAR | TCH624GKA3* |  | EHD4X30A**+WALLCON | *9MA*0802120A** | 23600 | 12.7 | 16.7 | 25000 | 9 | 15300 | 1 | HRCU-A-CB |  |  | 167 | 527 | Yes
5665887 | Active | Systems | SMARTCOMFORT TXT+ R410A HP | TEMPSTAR | TCH624GKA3* |  | EHD4X30A**+WALLCON | *9MA*1002122A** | 23600 | 13 | 16.7 | 25000 | 9 | 15300 | 1 | HRCU-A-CB |  |  | 167 | 527 | Yes
5665872 | Active | Systems | SMARTCOMFORT TXT+ R410A HP | TEMPSTAR | TCH624GKA3* |  | EHD4X30A**+WALLCON | *9MA*1202422A** | 24000 | 13 | 16.7 | 25000 | 9 | 15400 | 1 | HRCU-A-CB |  |  | 170 | 527 | Yes
5665777 | Active | Systems | SMARTCOMFORT TXT+ R410A HP | TEMPSTAR | TCH624GKA3* |  | EHD4X36A** | *8MX*0451408** | 24200 | 13 | 16.5 | 25000 | 9 | 15500 | 1 | HRCU-A-CB |  |  | 174 | 527 | Yes
5665944 | Active | Systems | SMARTCOMFORT TXT+ R410A HP | TEMPSTAR | TCH624GKA3* |  | EHD4X36A** | *9MV*0601714A** | 23800 | 12.7 | 16.5 | 25000 | 9 | 15400 | 1 | HRCU-A-CB |  |  | 171 | 527 | Yes
5665945 | Active | Systems | SMARTCOMFORT TXT+ R410A HP | TEMPSTAR | TCH624GKA3* |  | EHD4X36A** | *9MV*0801716A** | 24000 | 13 | 17 | 25000 | 9 | 15400 | 1 | HRCU-A-CB |  |  | 167 | 527 | Yes
5665946 | Active | Systems | SMARTCOMFORT TXT+ R410A HP | TEMPSTAR | TCH624GKA3* |  | EHD4X36A** | *9MV*0802120A** | 24200 | 13.2 | 17 | 25000 | 9 | 15400 | 1 | HRCU-A-CB |  |  | 169 | 527 | Yes
5665947 | Active | Systems | SMARTCOMFORT TXT+ R410A HP | TEMPSTAR | TCH624GKA3* |  | EHD4X36A** | *9MV*1002120A** | 24400 | 13.2 | 17.2 | 25000 | 9 | 15500 | 1 | HRCU-A-CB |  |  | 168 | 527 | Yes
5665948 | Active | Systems | SMARTCOMFORT TXT+ R410A HP | TEMPSTAR | TCH624GKA3* |  | EHD4X36A** | *9MV*1202422A** | 24200 | 13.2 | 17 | 25000 | 9 | 15500 | 1 | HRCU-A-CB |  |  | 169 | 527 | Yes
5665844 | Active | Systems | SMARTCOMFORT TXT+ R410A HP | TEMPSTAR | TCH624GKA3* |  | EHD4X36A** | *9MX*0601714A** | 25000 | 12.7 | 16.7 | 25000 | 9 | 16000 | 1 | HRCU-A-CB |  |  | 177 | 527 | Yes
5665978 | Active | Systems | SMARTCOMFORT TXT+ R410A HP | TEMPSTAR | TCH624GKA3* |  | EHD4X36A** | MV08**14C* | 23800 | 13 | 16.7 | 25000 | 9 | 15200 | 1 | HRCU-A-CB |  |  | 169 | 527 | Yes
5665979 | Active | Systems | SMARTCOMFORT TXT+ R410A HP | TEMPSTAR | TCH624GKA3* |  | EHD4X36A** | MV12**17C* | 24000 | 13.2 | 17 | 25000 | 9 | 15300 | 1 | HRCU-A-CB |  |  | 167 | 527 | Yes
5665993 | Active | Systems | SMARTCOMFORT TXT+ R410A HP | TEMPSTAR | TCH624GKA3* |  | EHD4X36A** | NOMV106D12* | 24600 | 13 | 16.2 | 25000 | 8.5 | 15700 | 1 | HRCU-A-CB |  |  | 180 | 558 | Yes
5691984 | Active | Systems | SMARTCOMFORT TXT+ R410A HP | TEMPSTAR | TCH624GKA3* |  | EHD4X36A** | OLV098A12* | 24000 | 13 | 16 | 25000 | 8.5 | 15400 | 1 | HRCU-A-CB |  |  | 178 | 558 | Yes
5691976 | Active | Systems | SMARTCOMFORT TXT+ R410A HP | TEMPSTAR | TCH624GKA3* |  | EHD4X36A** | OMV098J12* | 24000 | 12.7 | 16.5 | 25000 | 9 | 15500 | 1 | HRCU-A-CB |  |  | 172 | 527 | Yes
5665780 | Active | Systems | SMARTCOMFORT TXT+ R410A HP | TEMPSTAR | TCH624GKA3* |  | EHD4X36A** | OMV112K14A | 24000 | 13 | 16.7 | 25000 | 9 | 15300 | 1 | HRCU-A-CB |  |  | 170 | 527 | Yes
5665809 | Active | Systems | SMARTCOMFORT TXT+ R410A HP | TEMPSTAR | TCH624GKA3* |  | EHD4X36A**+WALLCON | *8MV*0701412** | 24000 | 13.2 | 17 | 25000 | 9 | 15300 | 1 | HRCU-A-CB |  |  | 167 | 527 | Yes
5665810 | Active | Systems | SMARTCOMFORT TXT+ R410A HP | TEMPSTAR | TCH624GKA3* |  | EHD4X36A**+WALLCON | *8MV*0901716** | 24000 | 13.2 | 17 | 25000 | 9 | 15300 | 1 | HRCU-A-CB |  |  | 167 | 527 | Yes
5665811 | Active | Systems | SMARTCOMFORT TXT+ R410A HP | TEMPSTAR | TCH624GKA3* |  | EHD4X36A**+WALLCON | *8MV*1102120** | 24000 | 13.2 | 17.2 | 25000 | 9 | 15300 | 1 | HRCU-A-CB |  |  | 165 | 527 | Yes
5665812 | Active | Systems | SMARTCOMFORT TXT+ R410A HP | TEMPSTAR | TCH624GKA3* |  | EHD4X36A**+WALLCON | *8MV*1352422** | 24000 | 13.2 | 17.2 | 25000 | 9.5 | 15300 | 1 | HRCU-A-CB |  |  | 165 | 499 | Yes
5665873 | Active | Systems | SMARTCOMFORT TXT+ R410A HP | TEMPSTAR | TCH624GKA3* |  | EHD4X36A**+WALLCON | *9MA*0601714A** | 24000 | 12.7 | 16.5 | 25000 | 9 | 15400 | 1 | HRCU-A-CB |  |  | 172 | 527 | Yes
5665888 | Active | Systems | SMARTCOMFORT TXT+ R410A HP | TEMPSTAR | TCH624GKA3* |  | EHD4X36A**+WALLCON | *9MA*0602120A** | 23600 | 12.7 | 16.2 | 25000 | 9 | 15400 | 1 | HRCU-A-CB |  |  | 172 | 527 | Yes
5665874 | Active | Systems | SMARTCOMFORT TXT+ R410A HP | TEMPSTAR | TCH624GKA3* |  | EHD4X36A**+WALLCON | *9MA*0801714A** | 24000 | 13 | 16.5 | 25000 | 9 | 15400 | 1 | HRCU-A-CB |  |  | 172 | 527 | Yes
5665889 | Active | Systems | SMARTCOMFORT TXT+ R410A HP | TEMPSTAR | TCH624GKA3* |  | EHD4X36A**+WALLCON | *9MA*0802120A** | 23600 | 13 | 17 | 25000 | 9 | 15400 | 1 | HRCU-A-CB |  |  | 164 | 527 | Yes
5665890 | Active | Systems | SMARTCOMFORT TXT+ R410A HP | TEMPSTAR | TCH624GKA3* |  | EHD4X36A**+WALLCON | *9MA*1002122A** | 23600 | 13 | 16.7 | 25000 | 9 | 15300 | 1 | HRCU-A-CB |  |  | 167 | 527 | Yes
5665875 | Active | Systems | SMARTCOMFORT TXT+ R410A HP | TEMPSTAR | TCH624GKA3* |  | EHD4X36A**+WALLCON | *9MA*1202422A** | 24000 | 13 | 16.7 | 25000 | 9 | 15400 | 1 | HRCU-A-CB |  |  | 170 | 527 | Yes
5665746 | Active | Systems | SMARTCOMFORT TXT+ R410A HP | TEMPSTAR | TCH624GKA3* |  | EN(A,D)4X24*14** | *8MX*0451408** | 23600 | 12.7 | 16.2 | 25000 | 8.5 | 15400 | 1 | HRCU-A-CB |  |  | 172 | 558 | Yes
5665959 | Active | Systems | SMARTCOMFORT TXT+ R410A HP | TEMPSTAR | TCH624GKA3* |  | EN(A,D)4X24*14** | MV08**14C* | 23600 | 12.7 | 16.7 | 25000 | 8.5 | 15200 | 1 | HRCU-A-CB |  |  | 167 | 558 | Yes
5665789 | Active | Systems | SMARTCOMFORT TXT+ R410A HP | TEMPSTAR | TCH624GKA3* |  | EN(A,D)4X24*14**+WALLCON | *8MV*0701412** | 23800 | 13 | 16.7 | 25000 | 8.5 | 15300 | 1 | HRCU-A-CB |  |  | 169 | 558 | Yes
5665909 | Active | Systems | SMARTCOMFORT TXT+ R410A HP | TEMPSTAR | TCH624GKA3* |  | EN(A,D)4X24*17** | *9MV*0601714A** | 23400 | 12.5 | 16.2 | 25000 | 8.5 | 15300 | 1 | HRCU-A-CB |  |  | 171 | 558 | Yes
5665910 | Active | Systems | SMARTCOMFORT TXT+ R410A HP | TEMPSTAR | TCH624GKA3* |  | EN(A,D)4X24*17** | *9MV*0801716A** | 23400 | 12.7 | 16.5 | 25000 | 9 | 15200 | 1 | HRCU-A-CB |  |  | 168 | 527 | Yes
5665826 | Active | Systems | SMARTCOMFORT TXT+ R410A HP | TEMPSTAR | TCH624GKA3* |  | EN(A,D)4X24*17** | *9MX*0601714A** | 24400 | 12.5 | 16.5 | 25000 | 9 | 15900 | 1 | HRCU-A-CB |  |  | 175 | 527 | Yes
5665960 | Active | Systems | SMARTCOMFORT TXT+ R410A HP | TEMPSTAR | TCH624GKA3* |  | EN(A,D)4X24*17** | MV08**14C* | 23600 | 12.7 | 16.7 | 25000 | 8.5 | 15200 | 1 | HRCU-A-CB |  |  | 167 | 558 | Yes
5665961 | Active | Systems | SMARTCOMFORT TXT+ R410A HP | TEMPSTAR | TCH624GKA3* |  | EN(A,D)4X24*17** | MV12**17C* | 23800 | 13 | 16.7 | 25000 | 9 | 15300 | 1 | HRCU-A-CB |  |  | 169 | 527 | Yes
5665984 | Active | Systems | SMARTCOMFORT TXT+ R410A HP | TEMPSTAR | TCH624GKA3* |  | EN(A,D)4X24*17** | NOMV106D12* | 24200 | 12.5 | 16.2 | 25000 | 8.5 | 15700 | 1 | HRCU-A-CB |  |  | 177 | 558 | Yes
5691870 | Active | Systems | SMARTCOMFORT TXT+ R410A HP | TEMPSTAR | TCH624GKA3* |  | EN(A,D)4X24*17** | OLV098A12* | 23800 | 12.5 | 15.7 | 25000 | 8.5 | 15500 | 1 | HRCU-A-CB |  |  | 179 | 558 | Yes
5691867 | Active | Systems | SMARTCOMFORT TXT+ R410A HP | TEMPSTAR | TCH624GKA3* |  | EN(A,D)4X24*17** | OMV098J12* | 23800 | 12.5 | 16.5 | 25000 | 8.5 | 15500 | 1 | HRCU-A-CB |  |  | 171 | 558 | Yes
5665749 | Active | Systems | SMARTCOMFORT TXT+ R410A HP | TEMPSTAR | TCH624GKA3* |  | EN(A,D)4X24*17** | OMV112K14A | 23600 | 12.7 | 16.7 | 25000 | 8.8 | 15300 | 1 | HRCU-A-CB |  |  | 167 | 539 | Yes
5665790 | Active | Systems | SMARTCOMFORT TXT+ R410A HP | TEMPSTAR | TCH624GKA3* |  | EN(A,D)4X24*17**+WALLCON | *8MV*0901716** | 23800 | 13 | 16.7 | 25000 | 8.5 | 15300 | 1 | HRCU-A-CB |  |  | 169 | 558 | Yes
5665853 | Active | Systems | SMARTCOMFORT TXT+ R410A HP | TEMPSTAR | TCH624GKA3* |  | EN(A,D)4X24*17**+WALLCON | *9MA*0601714A** | 23600 | 12.5 | 16.2 | 25000 | 8.5 | 15400 | 1 | HRCU-A-CB |  |  | 172 | 558 | Yes
5665854 | Active | Systems | SMARTCOMFORT TXT+ R410A HP | TEMPSTAR | TCH624GKA3* |  | EN(A,D)4X24*17**+WALLCON | *9MA*0801714A** | 23600 | 12.7 | 16.2 | 25000 | 8.5 | 15400 | 1 | HRCU-A-CB |  |  | 172 | 558 | Yes
5665750 | Active | Systems | SMARTCOMFORT TXT+ R410A HP | TEMPSTAR | TCH624GKA3* |  | EN(A,D)4X30*14** | *8MX*0451408** | 23800 | 12.7 | 16.2 | 25000 | 9 | 15400 | 1 | HRCU-A-CB |  |  | 174 | 527 | Yes
5665962 | Active | Systems | SMARTCOMFORT TXT+ R410A HP | TEMPSTAR | TCH624GKA3* |  | EN(A,D)4X30*14** | MV08**14C* | 23600 | 12.7 | 16.7 | 25000 | 9 | 15200 | 1 | HRCU-A-CB |  |  | 167 | 527 | Yes
5665791 | Active | Systems | SMARTCOMFORT TXT+ R410A HP | TEMPSTAR | TCH624GKA3* |  | EN(A,D)4X30*14**+WALLCON | *8MV*0701412** | 23800 | 13 | 16.7 | 25000 | 9 | 15300 | 1 | HRCU-A-CB |  |  | 169 | 527 | Yes
5665913 | Active | Systems | SMARTCOMFORT TXT+ R410A HP | TEMPSTAR | TCH624GKA3* |  | EN(A,D)4X30*17** | *9MV*0601714A** | 23600 | 12.7 | 16.5 | 25000 | 9 | 15300 | 1 | HRCU-A-CB |  |  | 169 | 527 | Yes
5665914 | Active | Systems | SMARTCOMFORT TXT+ R410A HP | TEMPSTAR | TCH624GKA3* |  | EN(A,D)4X30*17** | *9MV*0801716A** | 23800 | 13 | 16.7 | 25000 | 9 | 15300 | 1 | HRCU-A-CB |  |  | 169 | 527 | Yes
5665829 | Active | Systems | SMARTCOMFORT TXT+ R410A HP | TEMPSTAR | TCH624GKA3* |  | EN(A,D)4X30*17** | *9MX*0601714A** | 24600 | 12.7 | 16.7 | 25000 | 9 | 15900 | 1 | HRCU-A-CB |  |  | 174 | 527 | Yes
5665963 | Active | Systems | SMARTCOMFORT TXT+ R410A HP | TEMPSTAR | TCH624GKA3* |  | EN(A,D)4X30*17** | MV08**14C* | 23600 | 13 | 16.7 | 25000 | 9 | 15200 | 1 | HRCU-A-CB |  |  | 167 | 527 | Yes
5665964 | Active | Systems | SMARTCOMFORT TXT+ R410A HP | TEMPSTAR | TCH624GKA3* |  | EN(A,D)4X30*17** | MV12**17C* | 23800 | 13 | 16.7 | 25000 | 9 | 15200 | 1 | HRCU-A-CB |  |  | 169 | 527 | Yes
5665985 | Active | Systems | SMARTCOMFORT TXT+ R410A HP | TEMPSTAR | TCH624GKA3* |  | EN(A,D)4X30*17** | NOMV106D12* | 24200 | 12.7 | 16.2 | 25000 | 8.5 | 15600 | 1 | HRCU-A-CB |  |  | 177 | 558 | Yes
5691884 | Active | Systems | SMARTCOMFORT TXT+ R410A HP | TEMPSTAR | TCH624GKA3* |  | EN(A,D)4X30*17** | OLV098A12* | 23800 | 12.7 | 16 | 25000 | 8.5 | 15400 | 1 | HRCU-A-CB |  |  | 176 | 558 | Yes
5691878 | Active | Systems | SMARTCOMFORT TXT+ R410A HP | TEMPSTAR | TCH624GKA3* |  | EN(A,D)4X30*17** | OMV098J12* | 23800 | 12.7 | 16.5 | 25000 | 8.5 | 15400 | 1 | HRCU-A-CB |  |  | 171 | 558 | Yes
5665753 | Active | Systems | SMARTCOMFORT TXT+ R410A HP | TEMPSTAR | TCH624GKA3* |  | EN(A,D)4X30*17** | OMV112K14A | 23800 | 13 | 16.7 | 25000 | 9 | 15300 | 1 | HRCU-A-CB |  |  | 169 | 527 | Yes
5665792 | Active | Systems | SMARTCOMFORT TXT+ R410A HP | TEMPSTAR | TCH624GKA3* |  | EN(A,D)4X30*17**+WALLCON | *8MV*0901716** | 23800 | 13.2 | 16.7 | 25000 | 9 | 15200 | 1 | HRCU-A-CB |  |  | 169 | 527 | Yes
5665855 | Active | Systems | SMARTCOMFORT TXT+ R410A HP | TEMPSTAR | TCH624GKA3* |  | EN(A,D)4X30*17**+WALLCON | *9MA*0601714A** | 23800 | 12.7 | 16.2 | 25000 | 8.5 | 15400 | 1 | HRCU-A-CB |  |  | 174 | 558 | Yes
5665856 | Active | Systems | SMARTCOMFORT TXT+ R410A HP | TEMPSTAR | TCH624GKA3* |  | EN(A,D)4X30*17**+WALLCON | *9MA*0801714A** | 23800 | 12.7 | 16.5 | 25000 | 8.5 | 15300 | 1 | HRCU-A-CB |  |  | 171 | 558 | Yes
5665918 | Active | Systems | SMARTCOMFORT TXT+ R410A HP | TEMPSTAR | TCH624GKA3* |  | EN(A,D)4X36*21** | *9MV*0601714A** | 23600 | 12.7 | 16.5 | 25000 | 9 | 15300 | 1 | HRCU-A-CB |  |  | 169 | 527 | Yes
5665919 | Active | Systems | SMARTCOMFORT TXT+ R410A HP | TEMPSTAR | TCH624GKA3* |  | EN(A,D)4X36*21** | *9MV*0801716A** | 23800 | 13 | 16.7 | 25000 | 9 | 15300 | 1 | HRCU-A-CB |  |  | 169 | 527 | Yes
5665920 | Active | Systems | SMARTCOMFORT TXT+ R410A HP | TEMPSTAR | TCH624GKA3* |  | EN(A,D)4X36*21** | *9MV*0802120A** | 24000 | 13 | 17 | 25000 | 9 | 15400 | 1 | HRCU-A-CB |  |  | 167 | 527 | Yes
5665921 | Active | Systems | SMARTCOMFORT TXT+ R410A HP | TEMPSTAR | TCH624GKA3* |  | EN(A,D)4X36*21** | *9MV*1002120A** | 24200 | 13.2 | 17 | 25000 | 9 | 15400 | 1 | HRCU-A-CB |  |  | 169 | 527 | Yes
5665832 | Active | Systems | SMARTCOMFORT TXT+ R410A HP | TEMPSTAR | TCH624GKA3* |  | EN(A,D)4X36*21** | *9MX*0601714A** | 24600 | 12.7 | 16.7 | 25000 | 9 | 15900 | 1 | HRCU-A-CB |  |  | 174 | 527 | Yes
5665967 | Active | Systems | SMARTCOMFORT TXT+ R410A HP | TEMPSTAR | TCH624GKA3* |  | EN(A,D)4X36*21** | MV12**17C* | 23800 | 13 | 16.7 | 25000 | 9 | 15200 | 1 | HRCU-A-CB |  |  | 169 | 527 | Yes
5665987 | Active | Systems | SMARTCOMFORT TXT+ R410A HP | TEMPSTAR | TCH624GKA3* |  | EN(A,D)4X36*21** | NOMV106D12* | 24400 | 12.7 | 16.2 | 25000 | 8.5 | 15600 | 1 | HRCU-A-CB |  |  | 178 | 558 | Yes
5665794 | Active | Systems | SMARTCOMFORT TXT+ R410A HP | TEMPSTAR | TCH624GKA3* |  | EN(A,D)4X36*21**+WALLCON | *8MV*1102120** | 23800 | 13.2 | 17 | 25000 | 9 | 15300 | 1 | HRCU-A-CB |  |  | 166 | 527 | Yes
5665859 | Active | Systems | SMARTCOMFORT TXT+ R410A HP | TEMPSTAR | TCH624GKA3* |  | EN(A,D)4X36*21**+WALLCON | *9MA*0601714A** | 23800 | 12.7 | 16.2 | 25000 | 9 | 15400 | 1 | HRCU-A-CB |  |  | 174 | 527 | Yes
5665879 | Active | Systems | SMARTCOMFORT TXT+ R410A HP | TEMPSTAR | TCH624GKA3* |  | EN(A,D)4X36*21**+WALLCON | *9MA*0602120A** | 23400 | 12.7 | 16.2 | 25000 | 8.5 | 15300 | 1 | HRCU-A-CB |  |  | 171 | 558 | Yes
5665860 | Active | Systems | SMARTCOMFORT TXT+ R410A HP | TEMPSTAR | TCH624GKA3* |  | EN(A,D)4X36*21**+WALLCON | *9MA*0801714A** | 23800 | 12.7 | 16.5 | 25000 | 8.5 | 15300 | 1 | HRCU-A-CB |  |  | 171 | 558 | Yes
5665880 | Active | Systems | SMARTCOMFORT TXT+ R410A HP | TEMPSTAR | TCH624GKA3* |  | EN(A,D)4X36*21**+WALLCON | *9MA*0802120A** | 23400 | 12.7 | 16.7 | 25000 | 9 | 15300 | 1 | HRCU-A-CB |  |  | 166 | 527 | Yes
5665881 | Active | Systems | SMARTCOMFORT TXT+ R410A HP | TEMPSTAR | TCH624GKA3* |  | EN(A,D)4X36*21**+WALLCON | *9MA*1002122A** | 23400 | 13 | 16.7 | 25000 | 9 | 15300 | 1 | HRCU-A-CB |  |  | 166 | 527 | Yes
5665916 | Active | Systems | SMARTCOMFORT TXT+ R410A HP | TEMPSTAR | TCH624GKA3* |  | EN(A,D,W)4X36*17** | *9MV*0601714A** | 23600 | 12.7 | 16.5 | 25000 | 9 | 15300 | 1 | HRCU-A-CB |  |  | 169 | 527 | Yes
5665917 | Active | Systems | SMARTCOMFORT TXT+ R410A HP | TEMPSTAR | TCH624GKA3* |  | EN(A,D,W)4X36*17** | *9MV*0801716A** | 23800 | 13 | 16.7 | 25000 | 9 | 15300 | 1 | HRCU-A-CB |  |  | 169 | 527 | Yes
5665831 | Active | Systems | SMARTCOMFORT TXT+ R410A HP | TEMPSTAR | TCH624GKA3* |  | EN(A,D,W)4X36*17** | *9MX*0601714A** | 24600 | 12.7 | 16.7 | 25000 | 9 | 15900 | 1 | HRCU-A-CB |  |  | 174 | 527 | Yes
5665965 | Active | Systems | SMARTCOMFORT TXT+ R410A HP | TEMPSTAR | TCH624GKA3* |  | EN(A,D,W)4X36*17** | MV08**14C* | 23600 | 13 | 16.7 | 25000 | 9 | 15200 | 1 | HRCU-A-CB |  |  | 167 | 527 | Yes
5665966 | Active | Systems | SMARTCOMFORT TXT+ R410A HP | TEMPSTAR | TCH624GKA3* |  | EN(A,D,W)4X36*17** | MV12**17C* | 23800 | 13 | 16.7 | 25000 | 9 | 15200 | 1 | HRCU-A-CB |  |  | 169 | 527 | Yes
5665986 | Active | Systems | SMARTCOMFORT TXT+ R410A HP | TEMPSTAR | TCH624GKA3* |  | EN(A,D,W)4X36*17** | NOMV106D12* | 24200 | 12.7 | 16.2 | 25000 | 8.5 | 15600 | 1 | HRCU-A-CB |  |  | 177 | 558 | Yes
5691899 | Active | Systems | SMARTCOMFORT TXT+ R410A HP | TEMPSTAR | TCH624GKA3* |  | EN(A,D,W)4X36*17** | OLV098A12* | 23800 | 12.7 | 16 | 25000 | 8.5 | 15400 | 1 | HRCU-A-CB |  |  | 176 | 558 | Yes
5691892 | Active | Systems | SMARTCOMFORT TXT+ R410A HP | TEMPSTAR | TCH624GKA3* |  | EN(A,D,W)4X36*17** | OMV098J12* | 23800 | 12.7 | 16.5 | 25000 | 8.5 | 15400 | 1 | HRCU-A-CB |  |  | 171 | 558 | Yes
5665756 | Active | Systems | SMARTCOMFORT TXT+ R410A HP | TEMPSTAR | TCH624GKA3* |  | EN(A,D,W)4X36*17** | OMV112K14A | 23800 | 13 | 16.7 | 25000 | 9 | 15300 | 1 | HRCU-A-CB |  |  | 169 | 527 | Yes
5665793 | Active | Systems | SMARTCOMFORT TXT+ R410A HP | TEMPSTAR | TCH624GKA3* |  | EN(A,D,W)4X36*17**+WALLCON | *8MV*0901716** | 23800 | 13.2 | 16.7 | 25000 | 9 | 15200 | 1 | HRCU-A-CB |  |  | 169 | 527 | Yes
5665857 | Active | Systems | SMARTCOMFORT TXT+ R410A HP | TEMPSTAR | TCH624GKA3* |  | EN(A,D,W)4X36*17**+WALLCON | *9MA*0601714A** | 23800 | 12.7 | 16.2 | 25000 | 8.5 | 15400 | 1 | HRCU-A-CB |  |  | 174 | 558 | Yes
5665858 | Active | Systems | SMARTCOMFORT TXT+ R410A HP | TEMPSTAR | TCH624GKA3* |  | EN(A,D,W)4X36*17**+WALLCON | *9MA*0801714A** | 23800 | 12.7 | 16.5 | 25000 | 9 | 15300 | 1 | HRCU-A-CB |  |  | 171 | 527 | Yes
5665757 | Active | Systems | SMARTCOMFORT TXT+ R410A HP | TEMPSTAR | TCH624GKA3* |  | ENH4X24*17** | *8MX*0451408** | 23600 | 12.7 | 16.2 | 25000 | 8.5 | 15400 | 1 | HRCU-A-CB |  |  | 172 | 558 | Yes
5665923 | Active | Systems | SMARTCOMFORT TXT+ R410A HP | TEMPSTAR | TCH624GKA3* |  | ENH4X24*17** | *9MV*0601714A** | 23400 | 12.5 | 16.2 | 25000 | 8.5 | 15300 | 1 | HRCU-A-CB |  |  | 171 | 558 | Yes
5665924 | Active | Systems | SMARTCOMFORT TXT+ R410A HP | TEMPSTAR | TCH624GKA3* |  | ENH4X24*17** | *9MV*0801716A** | 23400 | 12.7 | 16.5 | 25000 | 9 | 15200 | 1 | HRCU-A-CB |  |  | 168 | 527 | Yes
5665834 | Active | Systems | SMARTCOMFORT TXT+ R410A HP | TEMPSTAR | TCH624GKA3* |  | ENH4X24*17** | *9MX*0601714A** | 24400 | 12.5 | 16.5 | 25000 | 9 | 15900 | 1 | HRCU-A-CB |  |  | 175 | 527 | Yes
5665968 | Active | Systems | SMARTCOMFORT TXT+ R410A HP | TEMPSTAR | TCH624GKA3* |  | ENH4X24*17** | MV08**14C* | 23600 | 12.7 | 16.7 | 25000 | 8.5 | 15200 | 1 | HRCU-A-CB |  |  | 167 | 558 | Yes
5665969 | Active | Systems | SMARTCOMFORT TXT+ R410A HP | TEMPSTAR | TCH624GKA3* |  | ENH4X24*17** | MV12**17C* | 23800 | 13 | 16.7 | 25000 | 9 | 15300 | 1 | HRCU-A-CB |  |  | 169 | 527 | Yes
5665988 | Active | Systems | SMARTCOMFORT TXT+ R410A HP | TEMPSTAR | TCH624GKA3* |  | ENH4X24*17** | NOMV106D12* | 24200 | 12.5 | 16.2 | 25000 | 8.5 | 15700 | 1 | HRCU-A-CB |  |  | 177 | 558 | Yes
5691916 | Active | Systems | SMARTCOMFORT TXT+ R410A HP | TEMPSTAR | TCH624GKA3* |  | ENH4X24*17** | OLV098A12* | 23800 | 12.5 | 15.7 | 25000 | 8.5 | 15500 | 1 | HRCU-A-CB |  |  | 179 | 558 | Yes
5691906 | Active | Systems | SMARTCOMFORT TXT+ R410A HP | TEMPSTAR | TCH624GKA3* |  | ENH4X24*17** | OMV098J12* | 23800 | 12.5 | 16.5 | 25000 | 8.5 | 15500 | 1 | HRCU-A-CB |  |  | 171 | 558 | Yes
5665760 | Active | Systems | SMARTCOMFORT TXT+ R410A HP | TEMPSTAR | TCH624GKA3* |  | ENH4X24*17** | OMV112K14A | 23600 | 12.7 | 16.7 | 25000 | 8.8 | 15300 | 1 | HRCU-A-CB |  |  | 167 | 539 | Yes
5665795 | Active | Systems | SMARTCOMFORT TXT+ R410A HP | TEMPSTAR | TCH624GKA3* |  | ENH4X24*17**+WALLCON | *8MV*0701412** | 23800 | 13 | 16.7 | 25000 | 8.5 | 15300 | 1 | HRCU-A-CB |  |  | 169 | 558 | Yes
5665796 | Active | Systems | SMARTCOMFORT TXT+ R410A HP | TEMPSTAR | TCH624GKA3* |  | ENH4X24*17**+WALLCON | *8MV*0901716** | 23800 | 13 | 16.7 | 25000 | 8.5 | 15300 | 1 | HRCU-A-CB |  |  | 169 | 558 | Yes
5665861 | Active | Systems | SMARTCOMFORT TXT+ R410A HP | TEMPSTAR | TCH624GKA3* |  | ENH4X24*17**+WALLCON | *9MA*0601714A** | 23600 | 12.5 | 16.2 | 25000 | 8.5 | 15400 | 1 | HRCU-A-CB |  |  | 172 | 558 | Yes
5665862 | Active | Systems | SMARTCOMFORT TXT+ R410A HP | TEMPSTAR | TCH624GKA3* |  | ENH4X24*17**+WALLCON | *9MA*0801714A** | 23600 | 12.7 | 16.2 | 25000 | 8.5 | 15400 | 1 | HRCU-A-CB |  |  | 172 | 558 | Yes
5665761 | Active | Systems | SMARTCOMFORT TXT+ R410A HP | TEMPSTAR | TCH624GKA3* |  | ENH4X30*17** | *8MX*0451408** | 24000 | 12.7 | 16.5 | 25000 | 9 | 15500 | 1 | HRCU-A-CB |  |  | 172 | 527 | Yes
5665926 | Active | Systems | SMARTCOMFORT TXT+ R410A HP | TEMPSTAR | TCH624GKA3* |  | ENH4X30*17** | *9MV*0601714A** | 23600 | 12.7 | 16.5 | 25000 | 9 | 15300 | 1 | HRCU-A-CB |  |  | 169 | 527 | Yes
5665927 | Active | Systems | SMARTCOMFORT TXT+ R410A HP | TEMPSTAR | TCH624GKA3* |  | ENH4X30*17** | *9MV*0801716A** | 23800 | 13 | 16.7 | 25000 | 9 | 15300 | 1 | HRCU-A-CB |  |  | 169 | 527 | Yes
5665836 | Active | Systems | SMARTCOMFORT TXT+ R410A HP | TEMPSTAR | TCH624GKA3* |  | ENH4X30*17** | *9MX*0601714A** | 24600 | 12.7 | 16.7 | 25000 | 9 | 15900 | 1 | HRCU-A-CB |  |  | 174 | 527 | Yes
5665970 | Active | Systems | SMARTCOMFORT TXT+ R410A HP | TEMPSTAR | TCH624GKA3* |  | ENH4X30*17** | MV08**14C* | 23600 | 13 | 16.7 | 25000 | 9 | 15200 | 1 | HRCU-A-CB |  |  | 167 | 527 | Yes
5665971 | Active | Systems | SMARTCOMFORT TXT+ R410A HP | TEMPSTAR | TCH624GKA3* |  | ENH4X30*17** | MV12**17C* | 23800 | 13 | 16.7 | 25000 | 9 | 15200 | 1 | HRCU-A-CB |  |  | 169 | 527 | Yes
5665989 | Active | Systems | SMARTCOMFORT TXT+ R410A HP | TEMPSTAR | TCH624GKA3* |  | ENH4X30*17** | NOMV106D12* | 24200 | 12.7 | 16.2 | 25000 | 8.5 | 15600 | 1 | HRCU-A-CB |  |  | 177 | 558 | Yes
5691930 | Active | Systems | SMARTCOMFORT TXT+ R410A HP | TEMPSTAR | TCH624GKA3* |  | ENH4X30*17** | OLV098A12* | 23800 | 12.7 | 16 | 25000 | 8.5 | 15400 | 1 | HRCU-A-CB |  |  | 176 | 558 | Yes
5691923 | Active | Systems | SMARTCOMFORT TXT+ R410A HP | TEMPSTAR | TCH624GKA3* |  | ENH4X30*17** | OMV098J12* | 23800 | 12.7 | 16.5 | 25000 | 8.5 | 15400 | 1 | HRCU-A-CB |  |  | 171 | 558 | Yes
5665764 | Active | Systems | SMARTCOMFORT TXT+ R410A HP | TEMPSTAR | TCH624GKA3* |  | ENH4X30*17** | OMV112K14A | 23800 | 13 | 16.7 | 25000 | 9 | 15300 | 1 | HRCU-A-CB |  |  | 169 | 527 | Yes
5665797 | Active | Systems | SMARTCOMFORT TXT+ R410A HP | TEMPSTAR | TCH624GKA3* |  | ENH4X30*17**+WALLCON | *8MV*0701412** | 23800 | 13 | 16.7 | 25000 | 9 | 15300 | 1 | HRCU-A-CB |  |  | 169 | 527 | Yes
5665798 | Active | Systems | SMARTCOMFORT TXT+ R410A HP | TEMPSTAR | TCH624GKA3* |  | ENH4X30*17**+WALLCON | *8MV*0901716** | 23800 | 13.2 | 16.7 | 25000 | 9 | 15200 | 1 | HRCU-A-CB |  |  | 169 | 527 | Yes
5665863 | Active | Systems | SMARTCOMFORT TXT+ R410A HP | TEMPSTAR | TCH624GKA3* |  | ENH4X30*17**+WALLCON | *9MA*0601714A** | 23800 | 12.7 | 16.2 | 25000 | 8.5 | 15400 | 1 | HRCU-A-CB |  |  | 174 | 558 | Yes
5665864 | Active | Systems | SMARTCOMFORT TXT+ R410A HP | TEMPSTAR | TCH624GKA3* |  | ENH4X30*17**+WALLCON | *9MA*0801714A** | 23800 | 12.7 | 16.5 | 25000 | 8.5 | 15300 | 1 | HRCU-A-CB |  |  | 171 | 558 | Yes
5665765 | Active | Systems | SMARTCOMFORT TXT+ R410A HP | TEMPSTAR | TCH624GKA3* |  | ENH4X36*17** | *8MX*0451408** | 24000 | 12.7 | 16.5 | 25000 | 9 | 15500 | 1 | HRCU-A-CB |  |  | 172 | 527 | Yes
5665929 | Active | Systems | SMARTCOMFORT TXT+ R410A HP | TEMPSTAR | TCH624GKA3* |  | ENH4X36*17** | *9MV*0601714A** | 23600 | 12.7 | 16.5 | 25000 | 9 | 15300 | 1 | HRCU-A-CB |  |  | 169 | 527 | Yes
5665930 | Active | Systems | SMARTCOMFORT TXT+ R410A HP | TEMPSTAR | TCH624GKA3* |  | ENH4X36*17** | *9MV*0801716A** | 23800 | 13 | 16.7 | 25000 | 9 | 15300 | 1 | HRCU-A-CB |  |  | 169 | 527 | Yes
5665838 | Active | Systems | SMARTCOMFORT TXT+ R410A HP | TEMPSTAR | TCH624GKA3* |  | ENH4X36*17** | *9MX*0601714A** | 24600 | 12.7 | 16.7 | 25000 | 9 | 15900 | 1 | HRCU-A-CB |  |  | 174 | 527 | Yes
5665972 | Active | Systems | SMARTCOMFORT TXT+ R410A HP | TEMPSTAR | TCH624GKA3* |  | ENH4X36*17** | MV08**14C* | 23600 | 13 | 16.7 | 25000 | 9 | 15200 | 1 | HRCU-A-CB |  |  | 167 | 527 | Yes
5665973 | Active | Systems | SMARTCOMFORT TXT+ R410A HP | TEMPSTAR | TCH624GKA3* |  | ENH4X36*17** | MV12**17C* | 23800 | 13 | 16.7 | 25000 | 9 | 15200 | 1 | HRCU-A-CB |  |  | 169 | 527 | Yes
5665990 | Active | Systems | SMARTCOMFORT TXT+ R410A HP | TEMPSTAR | TCH624GKA3* |  | ENH4X36*17** | NOMV106D12* | 24200 | 12.7 | 16.2 | 25000 | 8.5 | 15600 | 1 | HRCU-A-CB |  |  | 177 | 558 | Yes
5691943 | Active | Systems | SMARTCOMFORT TXT+ R410A HP | TEMPSTAR | TCH624GKA3* |  | ENH4X36*17** | OLV098A12* | 23800 | 12.7 | 16 | 25000 | 8.5 | 15400 | 1 | HRCU-A-CB |  |  | 176 | 558 | Yes
5691936 | Active | Systems | SMARTCOMFORT TXT+ R410A HP | TEMPSTAR | TCH624GKA3* |  | ENH4X36*17** | OMV098J12* | 23800 | 12.7 | 16.5 | 25000 | 8.5 | 15400 | 1 | HRCU-A-CB |  |  | 171 | 558 | Yes
5665768 | Active | Systems | SMARTCOMFORT TXT+ R410A HP | TEMPSTAR | TCH624GKA3* |  | ENH4X36*17** | OMV112K14A | 23800 | 13 | 16.7 | 25000 | 9 | 15300 | 1 | HRCU-A-CB |  |  | 169 | 527 | Yes
5665799 | Active | Systems | SMARTCOMFORT TXT+ R410A HP | TEMPSTAR | TCH624GKA3* |  | ENH4X36*17**+WALLCON | *8MV*0701412** | 23800 | 13 | 16.7 | 25000 | 9 | 15300 | 1 | HRCU-A-CB |  |  | 169 | 527 | Yes
5665800 | Active | Systems | SMARTCOMFORT TXT+ R410A HP | TEMPSTAR | TCH624GKA3* |  | ENH4X36*17**+WALLCON | *8MV*0901716** | 23800 | 13.2 | 16.7 | 25000 | 9 | 15200 | 1 | HRCU-A-CB |  |  | 169 | 527 | Yes
5665865 | Active | Systems | SMARTCOMFORT TXT+ R410A HP | TEMPSTAR | TCH624GKA3* |  | ENH4X36*17**+WALLCON | *9MA*0601714A** | 23800 | 12.7 | 16.2 | 25000 | 8.5 | 15400 | 1 | HRCU-A-CB |  |  | 174 | 558 | Yes
5665866 | Active | Systems | SMARTCOMFORT TXT+ R410A HP | TEMPSTAR | TCH624GKA3* |  | ENH4X36*17**+WALLCON | *9MA*0801714A** | 23800 | 12.7 | 16.5 | 25000 | 8.5 | 15300 | 1 | HRCU-A-CB |  |  | 171 | 558 | Yes
5665813 | Active | Systems | SMARTCOMFORT TXT+ R410A HP | TEMPSTAR | TCH624GKA3* |  | FCM4X24****+WALLCON |  | 24000 | 13.2 | 17 | 25000 | 9 | 15200 | 1 | HRCU-A-CB |  |  | 167 | 527 | Yes
5665814 | Active | Systems | SMARTCOMFORT TXT+ R410A HP | TEMPSTAR | TCH624GKA3* |  | FCM4X36****+WALLCON |  | 24000 | 13.2 | 17 | 25000 | 9 | 15200 | 1 | HRCU-A-CB |  |  | 167 | 527 | Yes
5665714 | Active | Systems | SMARTCOMFORT TXT+ R410A HP | TEMPSTAR | TCH624GKA3* |  | FVM4X24**** |  | 24000 | 13 | 17 | 25000 | 9 | 15300 | 1 | HRCU-A-CB | Yes |  | 167 | 527 | Yes
5665781 | Active | Systems | SMARTCOMFORT TXT+ R410A HP | TEMPSTAR | TCH624GKA3* |  | FVM4X36**** |  | 24000 | 13.2 | 17 | 25000 | 9 | 15200 | 1 | HRCU-A-CB |  |  | 167 | 527 | Yes
5248840 | Discontinued | Systems | SMARTCOMFORT TXT+ R410A HP | TEMPSTAR | TCH636GKA* |  | EA*4X36*17A*+WALLCON | *8MV*0901716** | 34600 | 12.5 | 16 | 35000 | 9 | 22200 | 1 | HRCU-A-CB |  |  | 256 | 737 | Yes
5248895 | Discontinued | Systems | SMARTCOMFORT TXT+ R410A HP | TEMPSTAR | TCH636GKA* |  | EA*4X36*21A* | *8MX*0902116** | 34800 | 12.5 | 16 | 35000 | 9 | 22200 | 1 | HRCU-A-CB |  |  | 258 | 737 | Yes
5427209 | Discontinued | Systems | SMARTCOMFORT TXT+ R410A HP | TEMPSTAR | TCH636GKA* |  | EA*4X36*21A* | MV12**17C* | 34800 | 12.5 | 16.2 | 35000 | 9 | 22200 | 1 | HRCU-A-CB |  |  | 254 | 737 | Yes
5427210 | Discontinued | Systems | SMARTCOMFORT TXT+ R410A HP | TEMPSTAR | TCH636GKA* |  | EA*4X36*21A* | MV16**21C* | 34600 | 12.5 | 16.2 | 34800 | 9 | 22000 | 1 | HRCU-A-CB |  |  | 253 | 737 | Yes
5248841 | Discontinued | Systems | SMARTCOMFORT TXT+ R410A HP | TEMPSTAR | TCH636GKA* |  | EA*4X36*21A*+WALLCON | *8MV*0901716** | 34600 | 12.5 | 16.2 | 34800 | 9 | 22200 | 1 | HRCU-A-CB |  |  | 253 | 737 | Yes
5248842 | Discontinued | Systems | SMARTCOMFORT TXT+ R410A HP | TEMPSTAR | TCH636GKA* |  | EA*4X36*21A*+WALLCON | *8MV*1102120** | 34600 | 12.5 | 16.2 | 34800 | 9 | 22200 | 1 | HRCU-A-CB |  |  | 253 | 737 | Yes
5249166 | Discontinued | Systems | SMARTCOMFORT TXT+ R410A HP | TEMPSTAR | TCH636GKA* |  | EA*4X36*21A*+WALLCON | *9MA*1002122A** | 34200 | 12.5 | 16 | 35000 | 9 | 23800 | 1 | HRCU-A-CB |  |  | 253 | 737 | Yes
5248897 | Discontinued | Systems | SMARTCOMFORT TXT+ R410A HP | TEMPSTAR | TCH636GKA* |  | EA*4X42*21A* | *8MX*0902116** | 35000 | 12.5 | 16 | 35200 | 9 | 22400 | 1 | HRCU-A-CB |  |  | 259 | 737 | Yes
5249137 | Discontinued | Systems | SMARTCOMFORT TXT+ R410A HP | TEMPSTAR | TCH636GKA* |  | EA*4X42*21A* | *9MV*0802120A** | 34200 | 12.5 | 16 | 34600 | 9 | 21800 | 1 | HRCU-A-CB |  |  | 253 | 737 | Yes
5249138 | Discontinued | Systems | SMARTCOMFORT TXT+ R410A HP | TEMPSTAR | TCH636GKA* |  | EA*4X42*21A* | *9MV*1002120A** | 34200 | 12.5 | 16 | 34600 | 8.7 | 21800 | 1 | HRCU-A-CB |  |  | 253 | 763 | Yes
5427211 | Discontinued | Systems | SMARTCOMFORT TXT+ R410A HP | TEMPSTAR | TCH636GKA* |  | EA*4X42*21A* | MV12**17C* | 35000 | 12.5 | 16.2 | 35000 | 9 | 22200 | 1 | HRCU-A-CB |  |  | 256 | 737 | Yes
5427212 | Discontinued | Systems | SMARTCOMFORT TXT+ R410A HP | TEMPSTAR | TCH636GKA* |  | EA*4X42*21A* | MV16**21C* | 35000 | 12.5 | 16.5 | 35000 | 9 | 22200 | 1 | HRCU-A-CB |  |  | 251 | 737 | Yes
5248843 | Discontinued | Systems | SMARTCOMFORT TXT+ R410A HP | TEMPSTAR | TCH636GKA* |  | EA*4X42*21A*+WALLCON | *8MV*0901716** | 35000 | 12.5 | 16.2 | 35000 | 9 | 22200 | 1 | HRCU-A-CB |  |  | 256 | 737 | Yes
5248844 | Discontinued | Systems | SMARTCOMFORT TXT+ R410A HP | TEMPSTAR | TCH636GKA* |  | EA*4X42*21A*+WALLCON | *8MV*1102120** | 35000 | 12.5 | 16.2 | 35000 | 9 | 22200 | 1 | HRCU-A-CB |  |  | 256 | 737 | Yes
5249168 | Discontinued | Systems | SMARTCOMFORT TXT+ R410A HP | TEMPSTAR | TCH636GKA* |  | EA*4X42*21A*+WALLCON | *9MA*0802120A** | 34400 | 12.5 | 16 | 35000 | 9 | 24000 | 1 | HRCU-A-CB |  |  | 255 | 737 | Yes
5249169 | Discontinued | Systems | SMARTCOMFORT TXT+ R410A HP | TEMPSTAR | TCH636GKA* |  | EA*4X42*21A*+WALLCON | *9MA*1002122A** | 34600 | 12.5 | 16 | 35000 | 9 | 24000 | 1 | HRCU-A-CB |  |  | 256 | 737 | Yes
5248898 | Discontinued | Systems | SMARTCOMFORT TXT+ R410A HP | TEMPSTAR | TCH636GKA* |  | EA*4X42*24A* | *8MX*0902116** | 35200 | 12.5 | 16 | 35200 | 9 | 22400 | 1 | HRCU-A-CB |  |  | 260 | 737 | Yes
5249139 | Discontinued | Systems | SMARTCOMFORT TXT+ R410A HP | TEMPSTAR | TCH636GKA* |  | EA*4X42*24A* | *9MV*0802120A** | 34200 | 12.5 | 16 | 34600 | 9 | 21800 | 1 | HRCU-A-CB |  |  | 253 | 737 | Yes
5249140 | Discontinued | Systems | SMARTCOMFORT TXT+ R410A HP | TEMPSTAR | TCH636GKA* |  | EA*4X42*24A* | *9MV*1002120A** | 34200 | 12.5 | 16 | 34600 | 9 | 21800 | 1 | HRCU-A-CB |  |  | 253 | 737 | Yes
5249126 | Discontinued | Systems | SMARTCOMFORT TXT+ R410A HP | TEMPSTAR | TCH636GKA* |  | EA*4X42*24A* | *9MV*1202422A** | 34400 | 12.5 | 16.2 | 34800 | 9 | 21800 | 1 | HRCU-A-CB |  |  | 251 | 737 | Yes
5427213 | Discontinued | Systems | SMARTCOMFORT TXT+ R410A HP | TEMPSTAR | TCH636GKA* |  | EA*4X42*24A* | MV16**21C* | 35000 | 12.7 | 16.5 | 35000 | 9 | 22200 | 1 | HRCU-A-CB |  |  | 251 | 737 | Yes
5427214 | Discontinued | Systems | SMARTCOMFORT TXT+ R410A HP | TEMPSTAR | TCH636GKA* |  | EA*4X42*24A* | MV20**24C* | 34800 | 12.7 | 16.5 | 34800 | 9 | 22000 | 1 | HRCU-A-CB |  |  | 250 | 737 | Yes
5248845 | Discontinued | Systems | SMARTCOMFORT TXT+ R410A HP | TEMPSTAR | TCH636GKA* |  | EA*4X42*24A*+WALLCON | *8MV*1102120** | 35000 | 12.5 | 16.2 | 35000 | 9 | 22200 | 1 | HRCU-A-CB |  |  | 256 | 737 | Yes
5248846 | Discontinued | Systems | SMARTCOMFORT TXT+ R410A HP | TEMPSTAR | TCH636GKA* |  | EA*4X42*24A*+WALLCON | *8MV*1352422** | 35000 | 12.7 | 16.5 | 35000 | 9 | 22000 | 1 | HRCU-A-CB |  |  | 251 | 737 | Yes
5249171 | Discontinued | Systems | SMARTCOMFORT TXT+ R410A HP | TEMPSTAR | TCH636GKA* |  | EA*4X42*24A*+WALLCON | *9MA*0802120A** | 34400 | 12.5 | 16 | 35000 | 9 | 24000 | 1 | HRCU-A-CB |  |  | 255 | 737 | Yes
5249172 | Discontinued | Systems | SMARTCOMFORT TXT+ R410A HP | TEMPSTAR | TCH636GKA* |  | EA*4X42*24A*+WALLCON | *9MA*1002122A** | 34600 | 12.5 | 16 | 35000 | 9 | 23800 | 1 | HRCU-A-CB |  |  | 256 | 737 | Yes
5249054 | Discontinued | Systems | SMARTCOMFORT TXT+ R410A HP | TEMPSTAR | TCH636GKA* |  | EA*4X42*24A*+WALLCON | *9MA*1202422A** | 34400 | 12.5 | 16 | 35000 | 9 | 22200 | 1 | HRCU-A-CB |  |  | 255 | 737 | Yes
5249020 | Discontinued | Systems | SMARTCOMFORT TXT+ R410A HP | TEMPSTAR | TCH636GKA* |  | EA*4X48*17A* | *9MX*0801716A** | 35400 | 12.5 | 16 | 35800 | 9.2 | 22600 | 1 | HRCU-A-CB |  |  | 262 | 721 | Yes
5427215 | Discontinued | Systems | SMARTCOMFORT TXT+ R410A HP | TEMPSTAR | TCH636GKA* |  | EA*4X48*17A* | MV08**14C* | 35400 | 12.5 | 16.5 | 35400 | 9 | 22400 | 1 | HRCU-A-CB |  |  | 254 | 737 | Yes
5427216 | Discontinued | Systems | SMARTCOMFORT TXT+ R410A HP | TEMPSTAR | TCH636GKA* |  | EA*4X48*17A* | MV12**17C* | 35800 | 12.7 | 16.7 | 35600 | 9 | 22400 | 1 | HRCU-A-CB |  |  | 254 | 737 | Yes
5248948 | Discontinued | Systems | SMARTCOMFORT TXT+ R410A HP | TEMPSTAR | TCH636GKA* |  | EA*4X48*17A* | OMV112K14A | 35400 | 12.5 | 16.5 | 35600 | 9.2 | 22600 | 1 | HRCU-A-CB |  |  | 254 | 721 | Yes
5248847 | Discontinued | Systems | SMARTCOMFORT TXT+ R410A HP | TEMPSTAR | TCH636GKA* |  | EA*4X48*17A*+WALLCON | *8MV*0701412** | 35600 | 12.5 | 16.5 | 35800 | 9.2 | 22600 | 1 | HRCU-A-CB |  |  | 255 | 721 | Yes
5248848 | Discontinued | Systems | SMARTCOMFORT TXT+ R410A HP | TEMPSTAR | TCH636GKA* |  | EA*4X48*17A*+WALLCON | *8MV*0901716** | 35800 | 12.7 | 16.7 | 35600 | 9.2 | 22400 | 1 | HRCU-A-CB |  |  | 254 | 721 | Yes
5249056 | Discontinued | Systems | SMARTCOMFORT TXT+ R410A HP | TEMPSTAR | TCH636GKA* |  | EA*4X48*17A*+WALLCON | *9MA*0801714A** | 35200 | 12.5 | 16 | 35800 | 9 | 22800 | 1 | HRCU-A-CB |  |  | 260 | 737 | Yes
5248902 | Discontinued | Systems | SMARTCOMFORT TXT+ R410A HP | TEMPSTAR | TCH636GKA* |  | EA*4X48*21A* | *8MX*0902116** | 35600 | 12.7 | 16.2 | 35600 | 9.2 | 22400 | 1 | HRCU-A-CB |  |  | 260 | 721 | Yes
5249141 | Discontinued | Systems | SMARTCOMFORT TXT+ R410A HP | TEMPSTAR | TCH636GKA* |  | EA*4X48*21A* | *9MV*0802120A** | 34600 | 12.5 | 16.2 | 34800 | 9 | 22000 | 1 | HRCU-A-CB |  |  | 253 | 737 | Yes
5249142 | Discontinued | Systems | SMARTCOMFORT TXT+ R410A HP | TEMPSTAR | TCH636GKA* |  | EA*4X48*21A* | *9MV*1002120A** | 34600 | 12.5 | 16.2 | 34800 | 9 | 21800 | 1 | HRCU-A-CB |  |  | 253 | 737 | Yes
5249022 | Discontinued | Systems | SMARTCOMFORT TXT+ R410A HP | TEMPSTAR | TCH636GKA* |  | EA*4X48*21A* | *9MX*0801716A** | 35200 | 12.5 | 16 | 35600 | 9 | 22600 | 1 | HRCU-A-CB |  |  | 260 | 737 | Yes
5427217 | Discontinued | Systems | SMARTCOMFORT TXT+ R410A HP | TEMPSTAR | TCH636GKA* |  | EA*4X48*21A* | MV12**17C* | 35400 | 12.7 | 16.5 | 35400 | 9 | 22400 | 1 | HRCU-A-CB |  |  | 254 | 737 | Yes
5427218 | Discontinued | Systems | SMARTCOMFORT TXT+ R410A HP | TEMPSTAR | TCH636GKA* |  | EA*4X48*21A* | MV16**21C* | 35400 | 12.7 | 16.7 | 35400 | 9 | 22400 | 1 | HRCU-A-CB |  |  | 251 | 737 | Yes
5248951 | Discontinued | Systems | SMARTCOMFORT TXT+ R410A HP | TEMPSTAR | TCH636GKA* |  | EA*4X48*21A* | OMV112K14A | 35200 | 12.5 | 16.2 | 35400 | 9 | 22600 | 1 | HRCU-A-CB |  |  | 257 | 737 | Yes
5248849 | Discontinued | Systems | SMARTCOMFORT TXT+ R410A HP | TEMPSTAR | TCH636GKA* |  | EA*4X48*21A*+WALLCON | *8MV*0901716** | 35400 | 12.7 | 16.5 | 35400 | 9.2 | 22400 | 1 | HRCU-A-CB |  |  | 254 | 721 | Yes
5248850 | Discontinued | Systems | SMARTCOMFORT TXT+ R410A HP | TEMPSTAR | TCH636GKA* |  | EA*4X48*21A*+WALLCON | *8MV*1102120** | 35400 | 12.7 | 16.5 | 35400 | 9.2 | 22400 | 1 | HRCU-A-CB |  |  | 254 | 721 | Yes
5249058 | Discontinued | Systems | SMARTCOMFORT TXT+ R410A HP | TEMPSTAR | TCH636GKA* |  | EA*4X48*21A*+WALLCON | *9MA*0801714A** | 34800 | 12.5 | 16 | 35600 | 9 | 22600 | 1 | HRCU-A-CB |  |  | 258 | 737 | Yes
5249174 | Discontinued | Systems | SMARTCOMFORT TXT+ R410A HP | TEMPSTAR | TCH636GKA* |  | EA*4X48*21A*+WALLCON | *9MA*0802120A** | 35000 | 12.5 | 16.2 | 35400 | 9 | 24200 | 1 | HRCU-A-CB |  |  | 256 | 737 | Yes
5249175 | Discontinued | Systems | SMARTCOMFORT TXT+ R410A HP | TEMPSTAR | TCH636GKA* |  | EA*4X48*21A*+WALLCON | *9MA*1002122A** | 35000 | 12.5 | 16.2 | 35400 | 9 | 24000 | 1 | HRCU-A-CB |  |  | 256 | 737 | Yes
5248903 | Discontinued | Systems | SMARTCOMFORT TXT+ R410A HP | TEMPSTAR | TCH636GKA* |  | EA*4X48*24A* | *8MX*0902116** | 35600 | 12.7 | 16.2 | 35600 | 9.2 | 22400 | 1 | HRCU-A-CB |  |  | 260 | 721 | Yes
5249143 | Discontinued | Systems | SMARTCOMFORT TXT+ R410A HP | TEMPSTAR | TCH636GKA* |  | EA*4X48*24A* | *9MV*0802120A** | 34600 | 12.5 | 16.2 | 35000 | 9 | 22000 | 1 | HRCU-A-CB |  |  | 253 | 737 | Yes
5249144 | Discontinued | Systems | SMARTCOMFORT TXT+ R410A HP | TEMPSTAR | TCH636GKA* |  | EA*4X48*24A* | *9MV*1002120A** | 34600 | 12.5 | 16.2 | 34800 | 9 | 22000 | 1 | HRCU-A-CB |  |  | 253 | 737 | Yes
5249127 | Discontinued | Systems | SMARTCOMFORT TXT+ R410A HP | TEMPSTAR | TCH636GKA* |  | EA*4X48*24A* | *9MV*1202422A** | 35000 | 12.7 | 16.5 | 35000 | 9 | 22000 | 1 | HRCU-A-CB |  |  | 251 | 737 | Yes
5427219 | Discontinued | Systems | SMARTCOMFORT TXT+ R410A HP | TEMPSTAR | TCH636GKA* |  | EA*4X48*24A* | MV16**21C* | 35600 | 12.7 | 16.7 | 35200 | 9 | 22200 | 1 | HRCU-A-CB |  |  | 252 | 737 | Yes
5427220 | Discontinued | Systems | SMARTCOMFORT TXT+ R410A HP | TEMPSTAR | TCH636GKA* |  | EA*4X48*24A* | MV20**24C* | 35400 | 12.7 | 16.7 | 35200 | 9 | 22200 | 1 | HRCU-A-CB |  |  | 251 | 737 | Yes
5248953 | Discontinued | Systems | SMARTCOMFORT TXT+ R410A HP | TEMPSTAR | TCH636GKA* |  | EA*4X48*24A* | OLV112A16A | 35400 | 12.5 | 16 | 35800 | 9 | 22800 | 1 | HRCU-A-CB |  |  | 262 | 737 | Yes
5248851 | Discontinued | Systems | SMARTCOMFORT TXT+ R410A HP | TEMPSTAR | TCH636GKA* |  | EA*4X48*24A*+WALLCON | *8MV*1102120** | 35400 | 12.7 | 16.7 | 35400 | 9.2 | 22200 | 1 | HRCU-A-CB |  |  | 251 | 721 | Yes
5248852 | Discontinued | Systems | SMARTCOMFORT TXT+ R410A HP | TEMPSTAR | TCH636GKA* |  | EA*4X48*24A*+WALLCON | *8MV*1352422** | 35600 | 12.7 | 16.7 | 35200 | 9.2 | 22200 | 1 | HRCU-A-CB |  |  | 252 | 721 | Yes
5249176 | Discontinued | Systems | SMARTCOMFORT TXT+ R410A HP | TEMPSTAR | TCH636GKA* |  | EA*4X48*24A*+WALLCON | *9MA*0602120A** | 34800 | 12.5 | 16 | 35600 | 9 | 24200 | 1 | HRCU-A-CB |  |  | 258 | 737 | Yes
5249177 | Discontinued | Systems | SMARTCOMFORT TXT+ R410A HP | TEMPSTAR | TCH636GKA* |  | EA*4X48*24A*+WALLCON | *9MA*0802120A** | 35000 | 12.5 | 16.2 | 35400 | 9 | 24200 | 1 | HRCU-A-CB |  |  | 256 | 737 | Yes
5249178 | Discontinued | Systems | SMARTCOMFORT TXT+ R410A HP | TEMPSTAR | TCH636GKA* |  | EA*4X48*24A*+WALLCON | *9MA*1002122A** | 35000 | 12.5 | 16.2 | 35400 | 9 | 24000 | 1 | HRCU-A-CB |  |  | 256 | 737 | Yes
5249059 | Discontinued | Systems | SMARTCOMFORT TXT+ R410A HP | TEMPSTAR | TCH636GKA* |  | EA*4X48*24A*+WALLCON | *9MA*1202422A** | 35000 | 12.5 | 16.2 | 35400 | 9 | 22400 | 1 | HRCU-A-CB |  |  | 256 | 737 | Yes
5248853 | Discontinued | Systems | SMARTCOMFORT TXT+ R410A HP | TEMPSTAR | TCH636GKA* |  | ED*4X36F**+WALLCON | *8MV*0901716** | 34600 | 12.5 | 16 | 35000 | 9 | 22200 | 1 | HRCU-A-CB |  |  | 256 | 737 | Yes
5248905 | Discontinued | Systems | SMARTCOMFORT TXT+ R410A HP | TEMPSTAR | TCH636GKA* |  | ED*4X48J** | *8MX*0902116** | 35600 | 12.7 | 16.2 | 35600 | 9 | 22400 | 1 | HRCU-A-CB |  |  | 260 | 737 | Yes
5248854 | Discontinued | Systems | SMARTCOMFORT TXT+ R410A HP | TEMPSTAR | TCH636GKA* |  | ED*4X48J**+WALLCON | *8MV*1102120** | 35400 | 12.7 | 16.5 | 35400 | 9 | 22400 | 1 | HRCU-A-CB |  |  | 254 | 737 | Yes
5249062 | Discontinued | Systems | SMARTCOMFORT TXT+ R410A HP | TEMPSTAR | TCH636GKA* |  | ED*4X48J**+WALLCON | *9MA*1202422A** | 35000 | 12.5 | 16.2 | 35600 | 9 | 22400 | 1 | HRCU-A-CB |  |  | 256 | 737 | Yes
5248927 | Discontinued | Systems | SMARTCOMFORT TXT+ R410A HP | TEMPSTAR | TCH636GKA* |  | EHD4X36A** | *8MX*0902116** | 35400 | 12.5 | 16 | 35400 | 9.2 | 22400 | 1 | HRCU-A-CB |  |  | 262 | 721 | Yes
5249158 | Discontinued | Systems | SMARTCOMFORT TXT+ R410A HP | TEMPSTAR | TCH636GKA* |  | EHD4X36A** | *9MV*0802120A** | 34600 | 12.5 | 16 | 34800 | 9 | 21800 | 1 | HRCU-A-CB |  |  | 256 | 737 | Yes
5249159 | Discontinued | Systems | SMARTCOMFORT TXT+ R410A HP | TEMPSTAR | TCH636GKA* |  | EHD4X36A** | *9MV*1002120A** | 34400 | 12.5 | 16 | 34600 | 8.7 | 21800 | 1 | HRCU-A-CB |  |  | 255 | 763 | Yes
5249132 | Discontinued | Systems | SMARTCOMFORT TXT+ R410A HP | TEMPSTAR | TCH636GKA* |  | EHD4X36A** | *9MV*1202422A** | 34600 | 12.5 | 16.2 | 34800 | 9 | 22000 | 1 | HRCU-A-CB |  |  | 253 | 737 | Yes
5249042 | Discontinued | Systems | SMARTCOMFORT TXT+ R410A HP | TEMPSTAR | TCH636GKA* |  | EHD4X36A** | *9MX*0801716A** | 35200 | 12.5 | 15.7 | 35400 | 9 | 22600 | 1 | HRCU-A-CB |  |  | 265 | 737 | Yes
5427239 | Discontinued | Systems | SMARTCOMFORT TXT+ R410A HP | TEMPSTAR | TCH636GKA* |  | EHD4X36A** | MV08**14C* | 35200 | 12.5 | 16.2 | 35200 | 9 | 22400 | 1 | HRCU-A-CB |  |  | 257 | 737 | Yes
5427240 | Discontinued | Systems | SMARTCOMFORT TXT+ R410A HP | TEMPSTAR | TCH636GKA* |  | EHD4X36A** | MV12**17C* | 35600 | 12.7 | 16.5 | 35400 | 9 | 22400 | 1 | HRCU-A-CB |  |  | 255 | 737 | Yes
5427241 | Discontinued | Systems | SMARTCOMFORT TXT+ R410A HP | TEMPSTAR | TCH636GKA* |  | EHD4X36A** | MV16**21C* | 35400 | 12.7 | 16.7 | 35200 | 9 | 22400 | 1 | HRCU-A-CB |  |  | 251 | 737 | Yes
5427242 | Discontinued | Systems | SMARTCOMFORT TXT+ R410A HP | TEMPSTAR | TCH636GKA* |  | EHD4X36A** | MV20**24C* | 35400 | 12.7 | 16.7 | 35200 | 9 | 22200 | 1 | HRCU-A-CB |  |  | 251 | 737 | Yes
5248996 | Discontinued | Systems | SMARTCOMFORT TXT+ R410A HP | TEMPSTAR | TCH636GKA* |  | EHD4X36A** | OLV154F20A | 36200 | 12.5 | 16.5 | 36000 | 9.2 | 23000 | 1 | HRCU-A-CB |  |  | 260 | 721 | Yes
5248994 | Discontinued | Systems | SMARTCOMFORT TXT+ R410A HP | TEMPSTAR | TCH636GKA* |  | EHD4X36A** | OMV112K14A | 35200 | 12.5 | 16.2 | 35400 | 9 | 22600 | 1 | HRCU-A-CB |  |  | 257 | 737 | Yes
5248879 | Discontinued | Systems | SMARTCOMFORT TXT+ R410A HP | TEMPSTAR | TCH636GKA* |  | EHD4X36A**+WALLCON | *8MV*0701412** | 35400 | 12.5 | 16.2 | 35400 | 9 | 22600 | 1 | HRCU-A-CB |  |  | 259 | 737 | Yes
5248880 | Discontinued | Systems | SMARTCOMFORT TXT+ R410A HP | TEMPSTAR | TCH636GKA* |  | EHD4X36A**+WALLCON | *8MV*0901716** | 35400 | 12.5 | 16.5 | 35400 | 9.2 | 22400 | 1 | HRCU-A-CB |  |  | 254 | 721 | Yes
5248881 | Discontinued | Systems | SMARTCOMFORT TXT+ R410A HP | TEMPSTAR | TCH636GKA* |  | EHD4X36A**+WALLCON | *8MV*1102120** | 35400 | 12.5 | 16.5 | 35400 | 9 | 22400 | 1 | HRCU-A-CB |  |  | 254 | 737 | Yes
5248882 | Discontinued | Systems | SMARTCOMFORT TXT+ R410A HP | TEMPSTAR | TCH636GKA* |  | EHD4X36A**+WALLCON | *8MV*1352422** | 35600 | 12.7 | 16.5 | 35200 | 9.2 | 22200 | 1 | HRCU-A-CB |  |  | 255 | 721 | Yes
5249197 | Discontinued | Systems | SMARTCOMFORT TXT+ R410A HP | TEMPSTAR | TCH636GKA* |  | EHD4X36A**+WALLCON | *9MA*0602120A** | 35200 | 12.7 | 16 | 35600 | 9 | 24400 | 1 | HRCU-A-CB |  |  | 260 | 737 | Yes
5249198 | Discontinued | Systems | SMARTCOMFORT TXT+ R410A HP | TEMPSTAR | TCH636GKA* |  | EHD4X36A**+WALLCON | *9MA*0802120A** | 35400 | 13 | 16.2 | 35400 | 9 | 24200 | 1 | HRCU-A-CB |  |  | 259 | 737 | Yes
5249199 | Discontinued | Systems | SMARTCOMFORT TXT+ R410A HP | TEMPSTAR | TCH636GKA* |  | EHD4X36A**+WALLCON | *9MA*1002122A** | 35400 | 13 | 16.2 | 35400 | 9 | 24200 | 1 | HRCU-A-CB |  |  | 259 | 737 | Yes
5249085 | Discontinued | Systems | SMARTCOMFORT TXT+ R410A HP | TEMPSTAR | TCH636GKA* |  | EHD4X36A**+WALLCON | *9MA*1202422A** | 35000 | 12.5 | 16 | 35400 | 9 | 22400 | 1 | HRCU-A-CB |  |  | 259 | 737 | Yes
5248929 | Discontinued | Systems | SMARTCOMFORT TXT+ R410A HP | TEMPSTAR | TCH636GKA* |  | EHD4X42A** | *8MX*0701716** | 35400 | 12.5 | 15.7 | 35800 | 9 | 22800 | 1 | HRCU-A-CB |  |  | 267 | 737 | Yes
5248930 | Discontinued | Systems | SMARTCOMFORT TXT+ R410A HP | TEMPSTAR | TCH636GKA* |  | EHD4X42A** | *8MX*0902116** | 35800 | 12.7 | 16.2 | 35600 | 9.2 | 22400 | 1 | HRCU-A-CB |  |  | 262 | 721 | Yes
5249160 | Discontinued | Systems | SMARTCOMFORT TXT+ R410A HP | TEMPSTAR | TCH636GKA* |  | EHD4X42A** | *9MV*0802120A** | 34800 | 12.5 | 16.2 | 34800 | 9 | 22000 | 1 | HRCU-A-CB |  |  | 254 | 737 | Yes
5249161 | Discontinued | Systems | SMARTCOMFORT TXT+ R410A HP | TEMPSTAR | TCH636GKA* |  | EHD4X42A** | *9MV*1002120A** | 34800 | 12.5 | 16.2 | 34800 | 9 | 21800 | 1 | HRCU-A-CB |  |  | 254 | 737 | Yes
5249133 | Discontinued | Systems | SMARTCOMFORT TXT+ R410A HP | TEMPSTAR | TCH636GKA* |  | EHD4X42A** | *9MV*1202422A** | 35000 | 12.7 | 16.5 | 35000 | 9 | 22000 | 1 | HRCU-A-CB |  |  | 251 | 737 | Yes
5249044 | Discontinued | Systems | SMARTCOMFORT TXT+ R410A HP | TEMPSTAR | TCH636GKA* |  | EHD4X42A** | *9MX*0801716A** | 35400 | 12.5 | 16 | 35600 | 9 | 22600 | 1 | HRCU-A-CB |  |  | 262 | 737 | Yes
5427243 | Discontinued | Systems | SMARTCOMFORT TXT+ R410A HP | TEMPSTAR | TCH636GKA* |  | EHD4X42A** | MV08**14C* | 35400 | 12.5 | 16.5 | 35400 | 9 | 22400 | 1 | HRCU-A-CB |  |  | 254 | 737 | Yes
5427244 | Discontinued | Systems | SMARTCOMFORT TXT+ R410A HP | TEMPSTAR | TCH636GKA* |  | EHD4X42A** | MV12**17C* | 35800 | 12.7 | 16.7 | 35400 | 9 | 22400 | 1 | HRCU-A-CB |  |  | 254 | 737 | Yes
5427245 | Discontinued | Systems | SMARTCOMFORT TXT+ R410A HP | TEMPSTAR | TCH636GKA* |  | EHD4X42A** | MV16**21C* | 35800 | 12.7 | 16.7 | 35400 | 9 | 22400 | 1 | HRCU-A-CB |  |  | 254 | 737 | Yes
5427246 | Discontinued | Systems | SMARTCOMFORT TXT+ R410A HP | TEMPSTAR | TCH636GKA* |  | EHD4X42A** | MV20**24C* | 35600 | 12.7 | 16.7 | 35200 | 9 | 22200 | 1 | HRCU-A-CB |  |  | 252 | 737 | Yes
5249000 | Discontinued | Systems | SMARTCOMFORT TXT+ R410A HP | TEMPSTAR | TCH636GKA* |  | EHD4X42A** | OLV112A16A | 35600 | 12.5 | 16 | 35800 | 9 | 22800 | 1 | HRCU-A-CB |  |  | 263 | 737 | Yes
5249001 | Discontinued | Systems | SMARTCOMFORT TXT+ R410A HP | TEMPSTAR | TCH636GKA* |  | EHD4X42A** | OLV154F20A | 36600 | 12.7 | 16.5 | 36000 | 9.5 | 23000 | 1 | HRCU-A-CB |  |  | 263 | 699 | Yes
5248999 | Discontinued | Systems | SMARTCOMFORT TXT+ R410A HP | TEMPSTAR | TCH636GKA* |  | EHD4X42A** | OMV112K14A | 35400 | 12.5 | 16.2 | 35600 | 9 | 22600 | 1 | HRCU-A-CB |  |  | 259 | 737 | Yes
5248883 | Discontinued | Systems | SMARTCOMFORT TXT+ R410A HP | TEMPSTAR | TCH636GKA* |  | EHD4X42A**+WALLCON | *8MV*0701412** | 35600 | 12.5 | 16.5 | 35600 | 9 | 22600 | 1 | HRCU-A-CB |  |  | 255 | 737 | Yes
5248884 | Discontinued | Systems | SMARTCOMFORT TXT+ R410A HP | TEMPSTAR | TCH636GKA* |  | EHD4X42A**+WALLCON | *8MV*0901716** | 35600 | 12.7 | 16.7 | 35400 | 9.2 | 22400 | 1 | HRCU-A-CB |  |  | 252 | 721 | Yes
5248885 | Discontinued | Systems | SMARTCOMFORT TXT+ R410A HP | TEMPSTAR | TCH636GKA* |  | EHD4X42A**+WALLCON | *8MV*1102120** | 35600 | 12.7 | 16.5 | 35400 | 9.2 | 22400 | 1 | HRCU-A-CB |  |  | 255 | 721 | Yes
5248886 | Discontinued | Systems | SMARTCOMFORT TXT+ R410A HP | TEMPSTAR | TCH636GKA* |  | EHD4X42A**+WALLCON | *8MV*1352422** | 35800 | 12.7 | 16.7 | 35400 | 9.2 | 22400 | 1 | HRCU-A-CB |  |  | 254 | 721 | Yes
5249200 | Discontinued | Systems | SMARTCOMFORT TXT+ R410A HP | TEMPSTAR | TCH636GKA* |  | EHD4X42A**+WALLCON | *9MA*0602120A** | 35600 | 12.7 | 16 | 35600 | 9 | 24400 | 1 | HRCU-A-CB |  |  | 263 | 737 | Yes
5249087 | Discontinued | Systems | SMARTCOMFORT TXT+ R410A HP | TEMPSTAR | TCH636GKA* |  | EHD4X42A**+WALLCON | *9MA*0801714A** | 35000 | 12.5 | 16 | 35600 | 9 | 22600 | 1 | HRCU-A-CB |  |  | 259 | 737 | Yes
5249201 | Discontinued | Systems | SMARTCOMFORT TXT+ R410A HP | TEMPSTAR | TCH636GKA* |  | EHD4X42A**+WALLCON | *9MA*0802120A** | 35600 | 13 | 16.5 | 35400 | 9 | 24200 | 1 | HRCU-A-CB |  |  | 255 | 737 | Yes
5249202 | Discontinued | Systems | SMARTCOMFORT TXT+ R410A HP | TEMPSTAR | TCH636GKA* |  | EHD4X42A**+WALLCON | *9MA*1002122A** | 35600 | 13 | 16.5 | 35400 | 9 | 24200 | 1 | HRCU-A-CB |  |  | 255 | 737 | Yes
5249088 | Discontinued | Systems | SMARTCOMFORT TXT+ R410A HP | TEMPSTAR | TCH636GKA* |  | EHD4X42A**+WALLCON | *9MA*1202422A** | 35200 | 12.5 | 16.2 | 35400 | 9 | 22400 | 1 | HRCU-A-CB |  |  | 257 | 737 | Yes
5248933 | Discontinued | Systems | SMARTCOMFORT TXT+ R410A HP | TEMPSTAR | TCH636GKA* |  | EHD4X48A** | *8MX*0902116** | 36000 | 12.7 | 16.2 | 35600 | 9.2 | 22600 | 1 | HRCU-A-CB |  |  | 263 | 721 | Yes
5249125 | Discontinued | Systems | SMARTCOMFORT TXT+ R410A HP | TEMPSTAR | TCH636GKA* |  | EHD4X48A** | *9MV*0801716A** | 35600 | 12.5 | 16.2 | 35600 | 9 | 22600 | 1 | HRCU-A-CB |  |  | 260 | 737 | Yes
5249162 | Discontinued | Systems | SMARTCOMFORT TXT+ R410A HP | TEMPSTAR | TCH636GKA* |  | EHD4X48A** | *9MV*0802120A** | 35000 | 12.7 | 16.5 | 35000 | 9 | 22000 | 1 | HRCU-A-CB |  |  | 251 | 737 | Yes
5249163 | Discontinued | Systems | SMARTCOMFORT TXT+ R410A HP | TEMPSTAR | TCH636GKA* |  | EHD4X48A** | *9MV*1002120A** | 34800 | 12.5 | 16.5 | 34800 | 9 | 22000 | 1 | HRCU-A-CB |  |  | 250 | 737 | Yes
5249134 | Discontinued | Systems | SMARTCOMFORT TXT+ R410A HP | TEMPSTAR | TCH636GKA* |  | EHD4X48A** | *9MV*1202422A** | 35200 | 12.7 | 16.5 | 35000 | 9 | 22000 | 1 | HRCU-A-CB |  |  | 253 | 737 | Yes
5249046 | Discontinued | Systems | SMARTCOMFORT TXT+ R410A HP | TEMPSTAR | TCH636GKA* |  | EHD4X48A** | *9MX*0801716A** | 35600 | 12.5 | 16 | 35600 | 9.2 | 22600 | 1 | HRCU-A-CB |  |  | 263 | 721 | Yes
5427247 | Discontinued | Systems | SMARTCOMFORT TXT+ R410A HP | TEMPSTAR | TCH636GKA* |  | EHD4X48A** | MV08**14C* | 35600 | 12.7 | 16.7 | 35400 | 9 | 22400 | 1 | HRCU-A-CB |  |  | 252 | 737 | Yes
5427248 | Discontinued | Systems | SMARTCOMFORT TXT+ R410A HP | TEMPSTAR | TCH636GKA* |  | EHD4X48A** | MV12**17C* | 35800 | 12.7 | 16.7 | 35600 | 9 | 22400 | 1 | HRCU-A-CB |  |  | 254 | 737 | Yes
5427249 | Discontinued | Systems | SMARTCOMFORT TXT+ R410A HP | TEMPSTAR | TCH636GKA* |  | EHD4X48A** | MV16**21C* | 35800 | 12.7 | 16.7 | 35400 | 9 | 22400 | 1 | HRCU-A-CB |  |  | 254 | 737 | Yes
5427250 | Discontinued | Systems | SMARTCOMFORT TXT+ R410A HP | TEMPSTAR | TCH636GKA* |  | EHD4X48A** | MV20**24C* | 35800 | 12.7 | 16.7 | 35400 | 9 | 22200 | 1 | HRCU-A-CB |  |  | 254 | 737 | Yes
5427280 | Discontinued | Systems | SMARTCOMFORT TXT+ R410A HP | TEMPSTAR | TCH636GKA* |  | EHD4X48A** | NOMV156E19* | 35400 | 12.5 | 15.7 | 35400 | 8.5 | 22400 | 1 | HRCU-A-CB |  |  | 267 | 781 | Yes
5249005 | Discontinued | Systems | SMARTCOMFORT TXT+ R410A HP | TEMPSTAR | TCH636GKA* |  | EHD4X48A** | OLV112A16A | 35800 | 12.5 | 16.2 | 35800 | 9.2 | 22800 | 1 | HRCU-A-CB |  |  | 262 | 721 | Yes
5249006 | Discontinued | Systems | SMARTCOMFORT TXT+ R410A HP | TEMPSTAR | TCH636GKA* |  | EHD4X48A** | OLV154F20A | 36600 | 12.7 | 16.7 | 36000 | 9.5 | 23000 | 1 | HRCU-A-CB |  |  | 259 | 699 | Yes
5249004 | Discontinued | Systems | SMARTCOMFORT TXT+ R410A HP | TEMPSTAR | TCH636GKA* |  | EHD4X48A** | OMV112K14A | 35600 | 12.5 | 16.5 | 35600 | 9 | 22600 | 1 | HRCU-A-CB |  |  | 255 | 737 | Yes
5248887 | Discontinued | Systems | SMARTCOMFORT TXT+ R410A HP | TEMPSTAR | TCH636GKA* |  | EHD4X48A**+WALLCON | *8MV*0701412** | 35600 | 12.5 | 16.5 | 35600 | 9.2 | 22600 | 1 | HRCU-A-CB |  |  | 255 | 721 | Yes
5248888 | Discontinued | Systems | SMARTCOMFORT TXT+ R410A HP | TEMPSTAR | TCH636GKA* |  | EHD4X48A**+WALLCON | *8MV*0901716** | 35800 | 12.7 | 16.7 | 35400 | 9.2 | 22400 | 1 | HRCU-A-CB |  |  | 254 | 721 | Yes
5248889 | Discontinued | Systems | SMARTCOMFORT TXT+ R410A HP | TEMPSTAR | TCH636GKA* |  | EHD4X48A**+WALLCON | *8MV*1102120** | 35800 | 12.7 | 16.7 | 35400 | 9.2 | 22400 | 1 | HRCU-A-CB |  |  | 254 | 721 | Yes
5248890 | Discontinued | Systems | SMARTCOMFORT TXT+ R410A HP | TEMPSTAR | TCH636GKA* |  | EHD4X48A**+WALLCON | *8MV*1352422** | 35800 | 13 | 16.7 | 35400 | 9.2 | 22400 | 1 | HRCU-A-CB |  |  | 254 | 721 | Yes
5249203 | Discontinued | Systems | SMARTCOMFORT TXT+ R410A HP | TEMPSTAR | TCH636GKA* |  | EHD4X48A**+WALLCON | *9MA*0602120A** | 35600 | 12.7 | 16.2 | 35600 | 9 | 24400 | 1 | HRCU-A-CB |  |  | 260 | 737 | Yes
5249090 | Discontinued | Systems | SMARTCOMFORT TXT+ R410A HP | TEMPSTAR | TCH636GKA* |  | EHD4X48A**+WALLCON | *9MA*0801714A** | 35200 | 12.5 | 16.2 | 35800 | 9 | 22800 | 1 | HRCU-A-CB |  |  | 257 | 737 | Yes
5249204 | Discontinued | Systems | SMARTCOMFORT TXT+ R410A HP | TEMPSTAR | TCH636GKA* |  | EHD4X48A**+WALLCON | *9MA*0802120A** | 35800 | 13 | 16.5 | 35600 | 9 | 24200 | 1 | HRCU-A-CB |  |  | 257 | 737 | Yes
5249205 | Discontinued | Systems | SMARTCOMFORT TXT+ R410A HP | TEMPSTAR | TCH636GKA* |  | EHD4X48A**+WALLCON | *9MA*1002122A** | 35800 | 13 | 16.5 | 35600 | 9 | 24200 | 1 | HRCU-A-CB |  |  | 257 | 737 | Yes
5249091 | Discontinued | Systems | SMARTCOMFORT TXT+ R410A HP | TEMPSTAR | TCH636GKA* |  | EHD4X48A**+WALLCON | *9MA*1202422A** | 35400 | 12.5 | 16.2 | 35600 | 9.2 | 22600 | 1 | HRCU-A-CB |  |  | 259 | 721 | Yes
5248915 | Discontinued | Systems | SMARTCOMFORT TXT+ R410A HP | TEMPSTAR | TCH636GKA* |  | EN(A,D)4X48*24** | *8MX*0902116** | 35800 | 12.7 | 16.2 | 35600 | 9.2 | 22600 | 1 | HRCU-A-CB |  |  | 262 | 721 | Yes
5249151 | Discontinued | Systems | SMARTCOMFORT TXT+ R410A HP | TEMPSTAR | TCH636GKA* |  | EN(A,D)4X48*24** | *9MV*0802120A** | 34800 | 12.5 | 16.5 | 35000 | 9 | 22000 | 1 | HRCU-A-CB |  |  | 250 | 737 | Yes
5249152 | Discontinued | Systems | SMARTCOMFORT TXT+ R410A HP | TEMPSTAR | TCH636GKA* |  | EN(A,D)4X48*24** | *9MV*1002120A** | 34800 | 12.5 | 16.5 | 35000 | 9 | 22000 | 1 | HRCU-A-CB |  |  | 250 | 737 | Yes
5249128 | Discontinued | Systems | SMARTCOMFORT TXT+ R410A HP | TEMPSTAR | TCH636GKA* |  | EN(A,D)4X48*24** | *9MV*1202422A** | 35000 | 12.7 | 16.5 | 35000 | 9 | 22000 | 1 | HRCU-A-CB |  |  | 251 | 737 | Yes
5427231 | Discontinued | Systems | SMARTCOMFORT TXT+ R410A HP | TEMPSTAR | TCH636GKA* |  | EN(A,D)4X48*24** | MV16**21C* | 35600 | 12.7 | 16.7 | 35400 | 9 | 22200 | 1 | HRCU-A-CB |  |  | 252 | 737 | Yes
5427232 | Discontinued | Systems | SMARTCOMFORT TXT+ R410A HP | TEMPSTAR | TCH636GKA* |  | EN(A,D)4X48*24** | MV20**24C* | 35400 | 12.7 | 16.7 | 35200 | 9 | 22200 | 1 | HRCU-A-CB |  |  | 251 | 737 | Yes
5427269 | Discontinued | Systems | SMARTCOMFORT TXT+ R410A HP | TEMPSTAR | TCH636GKA* |  | EN(A,D)4X48*24** | NOMV156E19* | 35200 | 12.5 | 15.7 | 35200 | 8.5 | 22400 | 1 | HRCU-A-CB |  |  | 265 | 781 | Yes
5248976 | Discontinued | Systems | SMARTCOMFORT TXT+ R410A HP | TEMPSTAR | TCH636GKA* |  | EN(A,D)4X48*24** | OLV112A16A | 35600 | 12.5 | 16.2 | 35800 | 9.2 | 22800 | 1 | HRCU-A-CB |  |  | 260 | 721 | Yes
5248865 | Discontinued | Systems | SMARTCOMFORT TXT+ R410A HP | TEMPSTAR | TCH636GKA* |  | EN(A,D)4X48*24**+WALLCON | *8MV*1102120** | 35600 | 12.7 | 16.7 | 35400 | 9.2 | 22400 | 1 | HRCU-A-CB |  |  | 252 | 721 | Yes
5248866 | Discontinued | Systems | SMARTCOMFORT TXT+ R410A HP | TEMPSTAR | TCH636GKA* |  | EN(A,D)4X48*24**+WALLCON | *8MV*1352422** | 35600 | 13 | 16.7 | 35200 | 9.2 | 22200 | 1 | HRCU-A-CB |  |  | 252 | 721 | Yes
5249188 | Discontinued | Systems | SMARTCOMFORT TXT+ R410A HP | TEMPSTAR | TCH636GKA* |  | EN(A,D)4X48*24**+WALLCON | *9MA*0602120A** | 35000 | 12.5 | 16 | 35600 | 9 | 24200 | 1 | HRCU-A-CB |  |  | 259 | 737 | Yes
5249189 | Discontinued | Systems | SMARTCOMFORT TXT+ R410A HP | TEMPSTAR | TCH636GKA* |  | EN(A,D)4X48*24**+WALLCON | *9MA*0802120A** | 35000 | 12.5 | 16.2 | 35400 | 9 | 24200 | 1 | HRCU-A-CB |  |  | 256 | 737 | Yes
5249190 | Discontinued | Systems | SMARTCOMFORT TXT+ R410A HP | TEMPSTAR | TCH636GKA* |  | EN(A,D)4X48*24**+WALLCON | *9MA*1002122A** | 35200 | 12.7 | 16.5 | 35400 | 9 | 24000 | 1 | HRCU-A-CB |  |  | 253 | 737 | Yes
5249073 | Discontinued | Systems | SMARTCOMFORT TXT+ R410A HP | TEMPSTAR | TCH636GKA* |  | EN(A,D)4X48*24**+WALLCON | *9MA*1202422A** | 35000 | 12.5 | 16.2 | 35400 | 9.2 | 22400 | 1 | HRCU-A-CB |  |  | 256 | 721 | Yes
5248912 | Discontinued | Systems | SMARTCOMFORT TXT+ R410A HP | TEMPSTAR | TCH636GKA* |  | EN(A,D,W)4X42*21** | *8MX*0902116** | 35000 | 12.5 | 16 | 35200 | 9 | 22400 | 1 | HRCU-A-CB |  |  | 259 | 737 | Yes
5427227 | Discontinued | Systems | SMARTCOMFORT TXT+ R410A HP | TEMPSTAR | TCH636GKA* |  | EN(A,D,W)4X42*21** | MV12**17C* | 35000 | 12.5 | 16.2 | 35200 | 9 | 22400 | 1 | HRCU-A-CB |  |  | 256 | 737 | Yes
5427228 | Discontinued | Systems | SMARTCOMFORT TXT+ R410A HP | TEMPSTAR | TCH636GKA* |  | EN(A,D,W)4X42*21** | MV16**21C* | 35000 | 12.5 | 16.2 | 35000 | 9 | 22200 | 1 | HRCU-A-CB |  |  | 256 | 737 | Yes
5248861 | Discontinued | Systems | SMARTCOMFORT TXT+ R410A HP | TEMPSTAR | TCH636GKA* |  | EN(A,D,W)4X42*21**+WALLCON | *8MV*0901716** | 35000 | 12.5 | 16.2 | 35200 | 9 | 22200 | 1 | HRCU-A-CB |  |  | 256 | 737 | Yes
5248862 | Discontinued | Systems | SMARTCOMFORT TXT+ R410A HP | TEMPSTAR | TCH636GKA* |  | EN(A,D,W)4X42*21**+WALLCON | *8MV*1102120** | 35000 | 12.5 | 16.2 | 35200 | 9 | 22200 | 1 | HRCU-A-CB |  |  | 256 | 737 | Yes
5249184 | Discontinued | Systems | SMARTCOMFORT TXT+ R410A HP | TEMPSTAR | TCH636GKA* |  | EN(A,D,W)4X42*21**+WALLCON | *9MA*1002122A** | 34600 | 12.5 | 16 | 35200 | 9 | 24000 | 1 | HRCU-A-CB |  |  | 256 | 737 | Yes
5248913 | Discontinued | Systems | SMARTCOMFORT TXT+ R410A HP | TEMPSTAR | TCH636GKA* |  | EN(A,D,W)4X48*21** | *8MX*0701716** | 35400 | 12.5 | 16 | 35800 | 9 | 22800 | 1 | HRCU-A-CB |  |  | 262 | 737 | Yes
5248914 | Discontinued | Systems | SMARTCOMFORT TXT+ R410A HP | TEMPSTAR | TCH636GKA* |  | EN(A,D,W)4X48*21** | *8MX*0902116** | 35800 | 12.7 | 16.2 | 35600 | 9.2 | 22600 | 1 | HRCU-A-CB |  |  | 262 | 721 | Yes
5249113 | Discontinued | Systems | SMARTCOMFORT TXT+ R410A HP | TEMPSTAR | TCH636GKA* |  | EN(A,D,W)4X48*21** | *9MV*0801716A** | 35000 | 12.5 | 16 | 35200 | 9 | 22200 | 1 | HRCU-A-CB |  |  | 259 | 737 | Yes
5249149 | Discontinued | Systems | SMARTCOMFORT TXT+ R410A HP | TEMPSTAR | TCH636GKA* |  | EN(A,D,W)4X48*21** | *9MV*0802120A** | 34800 | 12.5 | 16.5 | 35000 | 9 | 22000 | 1 | HRCU-A-CB |  |  | 250 | 737 | Yes
5249150 | Discontinued | Systems | SMARTCOMFORT TXT+ R410A HP | TEMPSTAR | TCH636GKA* |  | EN(A,D,W)4X48*21** | *9MV*1002120A** | 34800 | 12.5 | 16.5 | 35000 | 9 | 22000 | 1 | HRCU-A-CB |  |  | 250 | 737 | Yes
5249034 | Discontinued | Systems | SMARTCOMFORT TXT+ R410A HP | TEMPSTAR | TCH636GKA* |  | EN(A,D,W)4X48*21** | *9MX*0801716A** | 35400 | 12.5 | 16 | 35600 | 9.2 | 22600 | 1 | HRCU-A-CB |  |  | 262 | 721 | Yes
5427229 | Discontinued | Systems | SMARTCOMFORT TXT+ R410A HP | TEMPSTAR | TCH636GKA* |  | EN(A,D,W)4X48*21** | MV12**17C* | 35600 | 12.7 | 16.7 | 35400 | 9 | 22400 | 1 | HRCU-A-CB |  |  | 252 | 737 | Yes
5427230 | Discontinued | Systems | SMARTCOMFORT TXT+ R410A HP | TEMPSTAR | TCH636GKA* |  | EN(A,D,W)4X48*21** | MV16**21C* | 35600 | 12.7 | 16.7 | 35400 | 9 | 22200 | 1 | HRCU-A-CB |  |  | 252 | 737 | Yes
5427268 | Discontinued | Systems | SMARTCOMFORT TXT+ R410A HP | TEMPSTAR | TCH636GKA* |  | EN(A,D,W)4X48*21** | NOMV156E19* | 35200 | 12.5 | 15.7 | 35200 | 8.5 | 22400 | 1 | HRCU-A-CB |  |  | 265 | 781 | Yes
5248975 | Discontinued | Systems | SMARTCOMFORT TXT+ R410A HP | TEMPSTAR | TCH636GKA* |  | EN(A,D,W)4X48*21** | OLV112A16A | 35600 | 12.5 | 16.2 | 35800 | 9.2 | 22800 | 1 | HRCU-A-CB |  |  | 260 | 721 | Yes
5248974 | Discontinued | Systems | SMARTCOMFORT TXT+ R410A HP | TEMPSTAR | TCH636GKA* |  | EN(A,D,W)4X48*21** | OMV112K14A | 35400 | 12.5 | 16.5 | 35400 | 9.2 | 22600 | 1 | HRCU-A-CB |  |  | 254 | 721 | Yes
5248863 | Discontinued | Systems | SMARTCOMFORT TXT+ R410A HP | TEMPSTAR | TCH636GKA* |  | EN(A,D,W)4X48*21**+WALLCON | *8MV*0901716** | 35600 | 12.7 | 16.7 | 35400 | 9.2 | 22400 | 1 | HRCU-A-CB |  |  | 252 | 721 | Yes
5248864 | Discontinued | Systems | SMARTCOMFORT TXT+ R410A HP | TEMPSTAR | TCH636GKA* |  | EN(A,D,W)4X48*21**+WALLCON | *8MV*1102120** | 35600 | 12.7 | 16.7 | 35400 | 9.2 | 22400 | 1 | HRCU-A-CB |  |  | 252 | 721 | Yes
5249185 | Discontinued | Systems | SMARTCOMFORT TXT+ R410A HP | TEMPSTAR | TCH636GKA* |  | EN(A,D,W)4X48*21**+WALLCON | *9MA*0602120A** | 35000 | 12.5 | 16 | 35600 | 9 | 24200 | 1 | HRCU-A-CB |  |  | 259 | 737 | Yes
5249072 | Discontinued | Systems | SMARTCOMFORT TXT+ R410A HP | TEMPSTAR | TCH636GKA* |  | EN(A,D,W)4X48*21**+WALLCON | *9MA*0801714A** | 35000 | 12.5 | 16 | 35600 | 9 | 22600 | 1 | HRCU-A-CB |  |  | 259 | 737 | Yes
5249186 | Discontinued | Systems | SMARTCOMFORT TXT+ R410A HP | TEMPSTAR | TCH636GKA* |  | EN(A,D,W)4X48*21**+WALLCON | *9MA*0802120A** | 35000 | 12.5 | 16.2 | 35400 | 9 | 24200 | 1 | HRCU-A-CB |  |  | 256 | 737 | Yes
5249187 | Discontinued | Systems | SMARTCOMFORT TXT+ R410A HP | TEMPSTAR | TCH636GKA* |  | EN(A,D,W)4X48*21**+WALLCON | *9MA*1002122A** | 35200 | 12.7 | 16.5 | 35400 | 9 | 24000 | 1 | HRCU-A-CB |  |  | 253 | 737 | Yes
5427225 | Discontinued | Systems | SMARTCOMFORT TXT+ R410A HP | TEMPSTAR | TCH636GKA* |  | END4X42*17** | MV08**14C* | 35000 | 12.5 | 16.2 | 35200 | 9 | 22400 | 1 | HRCU-A-CB |  |  | 256 | 737 | Yes
5427226 | Discontinued | Systems | SMARTCOMFORT TXT+ R410A HP | TEMPSTAR | TCH636GKA* |  | END4X42*17** | MV12**17C* | 35400 | 12.5 | 16.5 | 35400 | 9 | 22400 | 1 | HRCU-A-CB |  |  | 254 | 737 | Yes
5248859 | Discontinued | Systems | SMARTCOMFORT TXT+ R410A HP | TEMPSTAR | TCH636GKA* |  | END4X42*17**+WALLCON | *8MV*0701412** | 35200 | 12.5 | 16 | 35400 | 9 | 22600 | 1 | HRCU-A-CB |  |  | 260 | 737 | Yes
5248860 | Discontinued | Systems | SMARTCOMFORT TXT+ R410A HP | TEMPSTAR | TCH636GKA* |  | END4X42*17**+WALLCON | *8MV*0901716** | 35200 | 12.5 | 16.5 | 35200 | 9 | 22400 | 1 | HRCU-A-CB |  |  | 253 | 737 | Yes
5248870 | Discontinued | Systems | SMARTCOMFORT TXT+ R410A HP | TEMPSTAR | TCH636GKA* |  | ENH4X36*17**+WALLCON | *8MV*1352422** | 34600 | 12.5 | 16 | 35000 | 9 | 22200 | 1 | HRCU-A-CB |  |  | 256 | 737 | Yes
5248921 | Discontinued | Systems | SMARTCOMFORT TXT+ R410A HP | TEMPSTAR | TCH636GKA* |  | ENH4X42*21** | *8MX*0902116** | 35000 | 12.5 | 16 | 35200 | 9 | 22400 | 1 | HRCU-A-CB |  |  | 259 | 737 | Yes
5249130 | Discontinued | Systems | SMARTCOMFORT TXT+ R410A HP | TEMPSTAR | TCH636GKA* |  | ENH4X42*21** | *9MV*1202422A** | 34200 | 12.5 | 16 | 34600 | 9 | 21800 | 1 | HRCU-A-CB |  |  | 253 | 737 | Yes
5427235 | Discontinued | Systems | SMARTCOMFORT TXT+ R410A HP | TEMPSTAR | TCH636GKA* |  | ENH4X42*21** | MV12**17C* | 35000 | 12.5 | 16.2 | 35200 | 9 | 22400 | 1 | HRCU-A-CB |  |  | 256 | 737 | Yes
5427236 | Discontinued | Systems | SMARTCOMFORT TXT+ R410A HP | TEMPSTAR | TCH636GKA* |  | ENH4X42*21** | MV16**21C* | 35000 | 12.5 | 16.2 | 35000 | 9 | 22200 | 1 | HRCU-A-CB |  |  | 256 | 737 | Yes
5248986 | Discontinued | Systems | SMARTCOMFORT TXT+ R410A HP | TEMPSTAR | TCH636GKA* |  | ENH4X42*21** | OLV154F20A | 35800 | 12.5 | 16 | 36000 | 9 | 23000 | 1 | HRCU-A-CB |  |  | 265 | 737 | Yes
5248872 | Discontinued | Systems | SMARTCOMFORT TXT+ R410A HP | TEMPSTAR | TCH636GKA* |  | ENH4X42*21**+WALLCON | *8MV*0901716** | 35000 | 12.5 | 16.2 | 35200 | 9 | 22200 | 1 | HRCU-A-CB |  |  | 256 | 737 | Yes
5248873 | Discontinued | Systems | SMARTCOMFORT TXT+ R410A HP | TEMPSTAR | TCH636GKA* |  | ENH4X42*21**+WALLCON | *8MV*1102120** | 35000 | 12.5 | 16.2 | 35200 | 9 | 22200 | 1 | HRCU-A-CB |  |  | 256 | 737 | Yes
5248874 | Discontinued | Systems | SMARTCOMFORT TXT+ R410A HP | TEMPSTAR | TCH636GKA* |  | ENH4X42*21**+WALLCON | *8MV*1352422** | 35000 | 12.5 | 16.2 | 35200 | 9 | 22200 | 1 | HRCU-A-CB |  |  | 256 | 737 | Yes
5249193 | Discontinued | Systems | SMARTCOMFORT TXT+ R410A HP | TEMPSTAR | TCH636GKA* |  | ENH4X42*21**+WALLCON | *9MA*1002122A** | 35000 | 12.7 | 16 | 35200 | 9 | 24000 | 1 | HRCU-A-CB |  |  | 259 | 737 | Yes
5249079 | Discontinued | Systems | SMARTCOMFORT TXT+ R410A HP | TEMPSTAR | TCH636GKA* |  | ENH4X42*21**+WALLCON | *9MA*1202422A** | 34600 | 12.5 | 16 | 35400 | 9 | 22400 | 1 | HRCU-A-CB |  |  | 256 | 737 | Yes
5248923 | Discontinued | Systems | SMARTCOMFORT TXT+ R410A HP | TEMPSTAR | TCH636GKA* |  | ENH4X48*21** | *8MX*0701716** | 35400 | 12.5 | 16 | 35800 | 9 | 22800 | 1 | HRCU-A-CB |  |  | 262 | 737 | Yes
5248924 | Discontinued | Systems | SMARTCOMFORT TXT+ R410A HP | TEMPSTAR | TCH636GKA* |  | ENH4X48*21** | *8MX*0902116** | 35800 | 12.7 | 16.2 | 35600 | 9.2 | 22600 | 1 | HRCU-A-CB |  |  | 262 | 721 | Yes
5249119 | Discontinued | Systems | SMARTCOMFORT TXT+ R410A HP | TEMPSTAR | TCH636GKA* |  | ENH4X48*21** | *9MV*0801716A** | 35400 | 12.5 | 16.2 | 35600 | 9 | 22600 | 1 | HRCU-A-CB |  |  | 259 | 737 | Yes
5249155 | Discontinued | Systems | SMARTCOMFORT TXT+ R410A HP | TEMPSTAR | TCH636GKA* |  | ENH4X48*21** | *9MV*0802120A** | 34800 | 12.5 | 16.5 | 35000 | 9 | 22000 | 1 | HRCU-A-CB |  |  | 250 | 737 | Yes
5249157 | Discontinued | Systems | SMARTCOMFORT TXT+ R410A HP | TEMPSTAR | TCH636GKA* |  | ENH4X48*21** | *9MV*1002120A** | 34800 | 12.5 | 16.5 | 35000 | 9 | 22000 | 1 | HRCU-A-CB |  |  | 250 | 737 | Yes
5249131 | Discontinued | Systems | SMARTCOMFORT TXT+ R410A HP | TEMPSTAR | TCH636GKA* |  | ENH4X48*21** | *9MV*1202422A** | 35000 | 12.7 | 16.5 | 35000 | 9 | 22000 | 1 | HRCU-A-CB |  |  | 251 | 737 | Yes
5249040 | Discontinued | Systems | SMARTCOMFORT TXT+ R410A HP | TEMPSTAR | TCH636GKA* |  | ENH4X48*21** | *9MX*0801716A** | 35400 | 12.5 | 16 | 35600 | 9.2 | 22600 | 1 | HRCU-A-CB |  |  | 262 | 721 | Yes
5427237 | Discontinued | Systems | SMARTCOMFORT TXT+ R410A HP | TEMPSTAR | TCH636GKA* |  | ENH4X48*21** | MV12**17C* | 35600 | 12.7 | 16.7 | 35400 | 9 | 22400 | 1 | HRCU-A-CB |  |  | 252 | 737 | Yes
5427238 | Discontinued | Systems | SMARTCOMFORT TXT+ R410A HP | TEMPSTAR | TCH636GKA* |  | ENH4X48*21** | MV16**21C* | 35600 | 12.7 | 16.7 | 35400 | 9 | 22200 | 1 | HRCU-A-CB |  |  | 252 | 737 | Yes
5427274 | Discontinued | Systems | SMARTCOMFORT TXT+ R410A HP | TEMPSTAR | TCH636GKA* |  | ENH4X48*21** | NOMV156E19* | 35200 | 12.5 | 15.7 | 35200 | 8.5 | 22400 | 1 | HRCU-A-CB |  |  | 265 | 781 | Yes
5248990 | Discontinued | Systems | SMARTCOMFORT TXT+ R410A HP | TEMPSTAR | TCH636GKA* |  | ENH4X48*21** | OLV112A16A | 35600 | 12.5 | 16.2 | 35800 | 9.2 | 22800 | 1 | HRCU-A-CB |  |  | 260 | 721 | Yes
5248991 | Discontinued | Systems | SMARTCOMFORT TXT+ R410A HP | TEMPSTAR | TCH636GKA* |  | ENH4X48*21** | OLV154F20A | 36400 | 12.7 | 16.7 | 36000 | 9.5 | 23000 | 1 | HRCU-A-CB |  |  | 258 | 699 | Yes
5248989 | Discontinued | Systems | SMARTCOMFORT TXT+ R410A HP | TEMPSTAR | TCH636GKA* |  | ENH4X48*21** | OMV112K14A | 35400 | 12.5 | 16.5 | 35400 | 9.2 | 22600 | 1 | HRCU-A-CB |  |  | 254 | 721 | Yes
5248875 | Discontinued | Systems | SMARTCOMFORT TXT+ R410A HP | TEMPSTAR | TCH636GKA* |  | ENH4X48*21**+WALLCON | *8MV*0701412** | 35400 | 12.5 | 16.5 | 35600 | 9.2 | 22600 | 1 | HRCU-A-CB |  |  | 254 | 721 | Yes
5248876 | Discontinued | Systems | SMARTCOMFORT TXT+ R410A HP | TEMPSTAR | TCH636GKA* |  | ENH4X48*21**+WALLCON | *8MV*0901716** | 35600 | 12.7 | 16.7 | 35400 | 9.2 | 22400 | 1 | HRCU-A-CB |  |  | 252 | 721 | Yes
5248877 | Discontinued | Systems | SMARTCOMFORT TXT+ R410A HP | TEMPSTAR | TCH636GKA* |  | ENH4X48*21**+WALLCON | *8MV*1102120** | 35600 | 12.7 | 16.7 | 35400 | 9.2 | 22400 | 1 | HRCU-A-CB |  |  | 252 | 721 | Yes
5248878 | Discontinued | Systems | SMARTCOMFORT TXT+ R410A HP | TEMPSTAR | TCH636GKA* |  | ENH4X48*21**+WALLCON | *8MV*1352422** | 35600 | 13 | 16.7 | 35400 | 9 | 22200 | 1 | HRCU-A-CB |  |  | 252 | 737 | Yes
5249194 | Discontinued | Systems | SMARTCOMFORT TXT+ R410A HP | TEMPSTAR | TCH636GKA* |  | ENH4X48*21**+WALLCON | *9MA*0602120A** | 35400 | 12.7 | 16.2 | 35600 | 9 | 24200 | 1 | HRCU-A-CB |  |  | 259 | 737 | Yes
5249081 | Discontinued | Systems | SMARTCOMFORT TXT+ R410A HP | TEMPSTAR | TCH636GKA* |  | ENH4X48*21**+WALLCON | *9MA*0801714A** | 35000 | 12.5 | 16 | 35600 | 9 | 22600 | 1 | HRCU-A-CB |  |  | 259 | 737 | Yes
5249195 | Discontinued | Systems | SMARTCOMFORT TXT+ R410A HP | TEMPSTAR | TCH636GKA* |  | ENH4X48*21**+WALLCON | *9MA*0802120A** | 35600 | 13 | 16.5 | 35400 | 9 | 24200 | 1 | HRCU-A-CB |  |  | 255 | 737 | Yes
5249196 | Discontinued | Systems | SMARTCOMFORT TXT+ R410A HP | TEMPSTAR | TCH636GKA* |  | ENH4X48*21**+WALLCON | *9MA*1002122A** | 35600 | 13 | 16.5 | 35400 | 9 | 24000 | 1 | HRCU-A-CB |  |  | 255 | 737 | Yes
5249082 | Discontinued | Systems | SMARTCOMFORT TXT+ R410A HP | TEMPSTAR | TCH636GKA* |  | ENH4X48*21**+WALLCON | *9MA*1202422A** | 35000 | 12.5 | 16.2 | 35600 | 9 | 22400 | 1 | HRCU-A-CB |  |  | 256 | 737 | Yes
5249008 | Discontinued | Systems | SMARTCOMFORT TXT+ R410A HP | TEMPSTAR | TCH636GKA* |  | FCM4X36****+WALLCON |  | 34800 | 12.5 | 16.2 | 34800 | 9 | 22000 | 1 | HRCU-A-CB |  |  | 254 | 737 | Yes
5249009 | Discontinued | Systems | SMARTCOMFORT TXT+ R410A HP | TEMPSTAR | TCH636GKA* |  | FCM4X48****+WALLCON |  | 36000 | 13 | 17 | 35400 | 9.5 | 22200 | 1 | HRCU-A-CB |  |  | 251 | 699 | Yes
5249010 | Discontinued | Systems | SMARTCOMFORT TXT+ R410A HP | TEMPSTAR | TCH636GKA* |  | FCM4X60****+WALLCON |  | 36400 | 13.2 | 17 | 35600 | 9.5 | 22400 | 1 | HRCU-A-CB |  |  | 254 | 699 | Yes
5249012 | Discontinued | Systems | SMARTCOMFORT TXT+ R410A HP | TEMPSTAR | TCH636GKA* |  | FVM4X36**** |  | 34800 | 12.5 | 16.2 | 34800 | 9 | 22000 | 1 | HRCU-A-CB |  |  | 254 | 737 | Yes
5249013 | Discontinued | Systems | SMARTCOMFORT TXT+ R410A HP | TEMPSTAR | TCH636GKA* |  | FVM4X48**** |  | 36000 | 13 | 16.7 | 35400 | 9.2 | 22200 | 1 | HRCU-A-CB |  |  | 255 | 721 | Yes
5248815 | Discontinued | Systems | SMARTCOMFORT TXT+ R410A HP | TEMPSTAR | TCH636GKA* |  | FVM4X60**** |  | 36400 | 13.2 | 17 | 35400 | 9.5 | 22200 | 1 | HRCU-A-CB | Yes |  | 254 | 699 | Yes
5487148 | Active | Systems | SMARTCOMFORT TXT+ R410A HP | TEMPSTAR | TCH636GKA2* |  | EA*4X36*17A* | MV08**14C* | 34800 | 12.5 | 16 | 34800 | 9 | 22600 | 1 | HRCU-A-CB |  |  | 258 | 737 | Yes
5487149 | Active | Systems | SMARTCOMFORT TXT+ R410A HP | TEMPSTAR | TCH636GKA2* |  | EA*4X36*17A* | MV12**17C* | 35200 | 12.5 | 16.2 | 35000 | 9 | 22600 | 1 | HRCU-A-CB |  |  | 257 | 737 | Yes
5486800 | Active | Systems | SMARTCOMFORT TXT+ R410A HP | TEMPSTAR | TCH636GKA2* |  | EA*4X36*17A*+WALLCON | *8MV*0901716** | 35000 | 12.5 | 16.2 | 35000 | 9 | 22600 | 1 | HRCU-A-CB |  |  | 256 | 737 | Yes
5486853 | Active | Systems | SMARTCOMFORT TXT+ R410A HP | TEMPSTAR | TCH636GKA2* |  | EA*4X36*21A* | *8MX*0902116** | 35200 | 12.5 | 15.7 | 35000 | 9 | 22600 | 1 | HRCU-A-CB |  |  | 265 | 737 | Yes
5487085 | Active | Systems | SMARTCOMFORT TXT+ R410A HP | TEMPSTAR | TCH636GKA2* |  | EA*4X36*21A* | *9MV*0802120A** | 35000 | 12.5 | 16 | 34800 | 9 | 22400 | 1 | HRCU-A-CB |  |  | 259 | 737 | Yes
5487086 | Active | Systems | SMARTCOMFORT TXT+ R410A HP | TEMPSTAR | TCH636GKA2* |  | EA*4X36*21A* | *9MV*1002120A** | 35000 | 12.5 | 16 | 34800 | 9 | 22400 | 1 | HRCU-A-CB |  |  | 259 | 737 | Yes
5487150 | Active | Systems | SMARTCOMFORT TXT+ R410A HP | TEMPSTAR | TCH636GKA2* |  | EA*4X36*21A* | MV12**17C* | 35200 | 12.5 | 16.2 | 35000 | 9 | 22400 | 1 | HRCU-A-CB |  |  | 257 | 737 | Yes
5487151 | Active | Systems | SMARTCOMFORT TXT+ R410A HP | TEMPSTAR | TCH636GKA2* |  | EA*4X36*21A* | MV16**21C* | 35200 | 12.7 | 16.2 | 34800 | 9 | 22400 | 1 | HRCU-A-CB |  |  | 257 | 737 | Yes
5486801 | Active | Systems | SMARTCOMFORT TXT+ R410A HP | TEMPSTAR | TCH636GKA2* |  | EA*4X36*21A*+WALLCON | *8MV*0901716** | 35200 | 12.5 | 16.2 | 34800 | 9 | 22400 | 1 | HRCU-A-CB |  |  | 257 | 737 | Yes
5486802 | Active | Systems | SMARTCOMFORT TXT+ R410A HP | TEMPSTAR | TCH636GKA2* |  | EA*4X36*21A*+WALLCON | *8MV*1102120** | 35200 | 12.5 | 16.2 | 34800 | 9 | 22400 | 1 | HRCU-A-CB |  |  | 257 | 737 | Yes
5487040 | Active | Systems | SMARTCOMFORT TXT+ R410A HP | TEMPSTAR | TCH636GKA2* |  | EA*4X36*21A*+WALLCON | *9MA*0802120A** | 34800 | 12.5 | 16 | 35000 | 9 | 22600 | 1 | HRCU-A-CB |  |  | 258 | 737 | Yes
5487041 | Active | Systems | SMARTCOMFORT TXT+ R410A HP | TEMPSTAR | TCH636GKA2* |  | EA*4X36*21A*+WALLCON | *9MA*1002122A** | 34800 | 12.5 | 16 | 35000 | 9 | 22600 | 1 | HRCU-A-CB |  |  | 258 | 737 | Yes
5486855 | Active | Systems | SMARTCOMFORT TXT+ R410A HP | TEMPSTAR | TCH636GKA2* |  | EA*4X42*21A* | *8MX*0902116** | 35400 | 12.5 | 16 | 35200 | 9 | 22600 | 1 | HRCU-A-CB |  |  | 262 | 737 | Yes
5487089 | Active | Systems | SMARTCOMFORT TXT+ R410A HP | TEMPSTAR | TCH636GKA2* |  | EA*4X42*21A* | *9MV*0802120A** | 35200 | 12.5 | 16.2 | 35000 | 9 | 22600 | 1 | HRCU-A-CB |  |  | 257 | 737 | Yes
5487090 | Active | Systems | SMARTCOMFORT TXT+ R410A HP | TEMPSTAR | TCH636GKA2* |  | EA*4X42*21A* | *9MV*1002120A** | 35200 | 12.5 | 16.2 | 35000 | 9 | 22400 | 1 | HRCU-A-CB |  |  | 257 | 737 | Yes
5487152 | Active | Systems | SMARTCOMFORT TXT+ R410A HP | TEMPSTAR | TCH636GKA2* |  | EA*4X42*21A* | MV12**17C* | 35400 | 12.7 | 16.2 | 35000 | 9 | 22600 | 1 | HRCU-A-CB |  |  | 259 | 737 | Yes
5487153 | Active | Systems | SMARTCOMFORT TXT+ R410A HP | TEMPSTAR | TCH636GKA2* |  | EA*4X42*21A* | MV16**21C* | 35400 | 12.7 | 16.5 | 35000 | 9 | 22400 | 1 | HRCU-A-CB |  |  | 254 | 737 | Yes
5486803 | Active | Systems | SMARTCOMFORT TXT+ R410A HP | TEMPSTAR | TCH636GKA2* |  | EA*4X42*21A*+WALLCON | *8MV*0901716** | 35400 | 12.5 | 16.2 | 35000 | 9 | 22600 | 1 | HRCU-A-CB |  |  | 259 | 737 | Yes
5486804 | Active | Systems | SMARTCOMFORT TXT+ R410A HP | TEMPSTAR | TCH636GKA2* |  | EA*4X42*21A*+WALLCON | *8MV*1102120** | 35400 | 12.7 | 16.2 | 35000 | 9 | 22600 | 1 | HRCU-A-CB |  |  | 259 | 737 | Yes
5487043 | Active | Systems | SMARTCOMFORT TXT+ R410A HP | TEMPSTAR | TCH636GKA2* |  | EA*4X42*21A*+WALLCON | *9MA*0802120A** | 35000 | 12.5 | 16 | 35000 | 9 | 22600 | 1 | HRCU-A-CB |  |  | 259 | 737 | Yes
5487044 | Active | Systems | SMARTCOMFORT TXT+ R410A HP | TEMPSTAR | TCH636GKA2* |  | EA*4X42*21A*+WALLCON | *9MA*1002122A** | 35000 | 12.5 | 16.2 | 35000 | 9 | 22600 | 1 | HRCU-A-CB |  |  | 256 | 737 | Yes
5486856 | Active | Systems | SMARTCOMFORT TXT+ R410A HP | TEMPSTAR | TCH636GKA2* |  | EA*4X42*24A* | *8MX*0902116** | 35600 | 12.5 | 16 | 35200 | 9 | 22600 | 1 | HRCU-A-CB |  |  | 263 | 737 | Yes
5487091 | Active | Systems | SMARTCOMFORT TXT+ R410A HP | TEMPSTAR | TCH636GKA2* |  | EA*4X42*24A* | *9MV*0802120A** | 35200 | 12.5 | 16.2 | 35000 | 9 | 22600 | 1 | HRCU-A-CB |  |  | 257 | 737 | Yes
5487092 | Active | Systems | SMARTCOMFORT TXT+ R410A HP | TEMPSTAR | TCH636GKA2* |  | EA*4X42*24A* | *9MV*1002120A** | 35200 | 12.5 | 16.2 | 35000 | 9 | 22600 | 1 | HRCU-A-CB |  |  | 257 | 737 | Yes
5487093 | Active | Systems | SMARTCOMFORT TXT+ R410A HP | TEMPSTAR | TCH636GKA2* |  | EA*4X42*24A* | *9MV*1202422A** | 35200 | 12.5 | 16.2 | 35000 | 9 | 22600 | 1 | HRCU-A-CB |  |  | 257 | 737 | Yes
5487154 | Active | Systems | SMARTCOMFORT TXT+ R410A HP | TEMPSTAR | TCH636GKA2* |  | EA*4X42*24A* | MV16**21C* | 35400 | 12.7 | 16.5 | 35000 | 9 | 22400 | 1 | HRCU-A-CB |  |  | 254 | 737 | Yes
5487155 | Active | Systems | SMARTCOMFORT TXT+ R410A HP | TEMPSTAR | TCH636GKA2* |  | EA*4X42*24A* | MV20**24C* | 35400 | 12.7 | 16.5 | 34800 | 9 | 22400 | 1 | HRCU-A-CB |  |  | 254 | 737 | Yes
5487190 | Active | Systems | SMARTCOMFORT TXT+ R410A HP | TEMPSTAR | TCH636GKA2* |  | EA*4X42*24A* | OMV154L20A | 35200 | 12.5 | 16.2 | 35000 | 9 | 22600 | 1 | HRCU-A-CB |  |  | 257 | 737 | Yes
5486805 | Active | Systems | SMARTCOMFORT TXT+ R410A HP | TEMPSTAR | TCH636GKA2* |  | EA*4X42*24A*+WALLCON | *8MV*1102120** | 35400 | 12.7 | 16.2 | 35000 | 9 | 22600 | 1 | HRCU-A-CB |  |  | 259 | 737 | Yes
5486806 | Active | Systems | SMARTCOMFORT TXT+ R410A HP | TEMPSTAR | TCH636GKA2* |  | EA*4X42*24A*+WALLCON | *8MV*1352422** | 35400 | 12.7 | 16.5 | 35000 | 9 | 22400 | 1 | HRCU-A-CB |  |  | 254 | 737 | Yes
5487046 | Active | Systems | SMARTCOMFORT TXT+ R410A HP | TEMPSTAR | TCH636GKA2* |  | EA*4X42*24A*+WALLCON | *9MA*0802120A** | 35000 | 12.5 | 16.2 | 35000 | 9 | 22600 | 1 | HRCU-A-CB |  |  | 256 | 737 | Yes
5487047 | Active | Systems | SMARTCOMFORT TXT+ R410A HP | TEMPSTAR | TCH636GKA2* |  | EA*4X42*24A*+WALLCON | *9MA*1002122A** | 35000 | 12.5 | 16.2 | 35000 | 9 | 22600 | 1 | HRCU-A-CB |  |  | 256 | 737 | Yes
5487004 | Active | Systems | SMARTCOMFORT TXT+ R410A HP | TEMPSTAR | TCH636GKA2* |  | EA*4X42*24A*+WALLCON | *9MA*1202422A** | 35000 | 12.5 | 16 | 35000 | 9 | 22600 | 1 | HRCU-A-CB |  |  | 259 | 737 | Yes
5487156 | Active | Systems | SMARTCOMFORT TXT+ R410A HP | TEMPSTAR | TCH636GKA2* |  | EA*4X48*17A* | MV08**14C* | 35800 | 12.7 | 16.5 | 35400 | 9 | 22800 | 1 | HRCU-A-CB |  |  | 257 | 737 | Yes
5487157 | Active | Systems | SMARTCOMFORT TXT+ R410A HP | TEMPSTAR | TCH636GKA2* |  | EA*4X48*17A* | MV12**17C* | 36200 | 12.7 | 16.7 | 35600 | 9 | 22800 | 1 | HRCU-A-CB |  |  | 257 | 737 | Yes
5487202 | Active | Systems | SMARTCOMFORT TXT+ R410A HP | TEMPSTAR | TCH636GKA2* |  | EA*4X48*17A* | NOMV106D12* | 35600 | 12.5 | 15.7 | 35400 | 8.5 | 22600 | 1 | HRCU-A-CB |  |  | 268 | 781 | Yes
5486904 | Active | Systems | SMARTCOMFORT TXT+ R410A HP | TEMPSTAR | TCH636GKA2* |  | EA*4X48*17A* | OMV112K14A | 35800 | 12.5 | 16.2 | 35600 | 9 | 22800 | 1 | HRCU-A-CB |  |  | 262 | 737 | Yes
5486807 | Active | Systems | SMARTCOMFORT TXT+ R410A HP | TEMPSTAR | TCH636GKA2* |  | EA*4X48*17A*+WALLCON | *8MV*0701412** | 36000 | 12.5 | 16.2 | 35800 | 9 | 22800 | 1 | HRCU-A-CB |  |  | 263 | 737 | Yes
5486808 | Active | Systems | SMARTCOMFORT TXT+ R410A HP | TEMPSTAR | TCH636GKA2* |  | EA*4X48*17A*+WALLCON | *8MV*0901716** | 36000 | 12.7 | 16.7 | 35600 | 9 | 22800 | 1 | HRCU-A-CB |  |  | 255 | 737 | Yes
5487006 | Active | Systems | SMARTCOMFORT TXT+ R410A HP | TEMPSTAR | TCH636GKA2* |  | EA*4X48*17A*+WALLCON | *9MA*0801714A** | 35400 | 12.5 | 16.2 | 35800 | 9 | 23000 | 1 | HRCU-A-CB |  |  | 259 | 737 | Yes
5486860 | Active | Systems | SMARTCOMFORT TXT+ R410A HP | TEMPSTAR | TCH636GKA2* |  | EA*4X48*21A* | *8MX*0902116** | 35800 | 12.7 | 16.2 | 35600 | 9 | 22800 | 1 | HRCU-A-CB |  |  | 262 | 737 | Yes
5487098 | Active | Systems | SMARTCOMFORT TXT+ R410A HP | TEMPSTAR | TCH636GKA2* |  | EA*4X48*21A* | *9MV*0802120A** | 35600 | 12.7 | 16.2 | 35200 | 9 | 22600 | 1 | HRCU-A-CB |  |  | 260 | 737 | Yes
5487099 | Active | Systems | SMARTCOMFORT TXT+ R410A HP | TEMPSTAR | TCH636GKA2* |  | EA*4X48*21A* | *9MV*1002120A** | 35600 | 12.7 | 16.2 | 35200 | 9 | 22600 | 1 | HRCU-A-CB |  |  | 260 | 737 | Yes
5487158 | Active | Systems | SMARTCOMFORT TXT+ R410A HP | TEMPSTAR | TCH636GKA2* |  | EA*4X48*21A* | MV12**17C* | 35800 | 12.7 | 16.5 | 35400 | 9 | 22600 | 1 | HRCU-A-CB |  |  | 257 | 737 | Yes
5487159 | Active | Systems | SMARTCOMFORT TXT+ R410A HP | TEMPSTAR | TCH636GKA2* |  | EA*4X48*21A* | MV16**21C* | 35800 | 12.7 | 16.7 | 35400 | 9 | 22600 | 1 | HRCU-A-CB |  |  | 254 | 737 | Yes
5487204 | Active | Systems | SMARTCOMFORT TXT+ R410A HP | TEMPSTAR | TCH636GKA2* |  | EA*4X48*21A* | NOMV156E19* | 35600 | 12.5 | 15.7 | 35200 | 8.5 | 22600 | 1 | HRCU-A-CB |  |  | 268 | 781 | Yes
5486809 | Active | Systems | SMARTCOMFORT TXT+ R410A HP | TEMPSTAR | TCH636GKA2* |  | EA*4X48*21A*+WALLCON | *8MV*0901716** | 35800 | 12.7 | 16.5 | 35400 | 9 | 22600 | 1 | HRCU-A-CB |  |  | 257 | 737 | Yes
5486810 | Active | Systems | SMARTCOMFORT TXT+ R410A HP | TEMPSTAR | TCH636GKA2* |  | EA*4X48*21A*+WALLCON | *8MV*1102120** | 35800 | 12.7 | 16.5 | 35400 | 9 | 22600 | 1 | HRCU-A-CB |  |  | 257 | 737 | Yes
5487048 | Active | Systems | SMARTCOMFORT TXT+ R410A HP | TEMPSTAR | TCH636GKA2* |  | EA*4X48*21A*+WALLCON | *9MA*0602120A** | 35200 | 12.5 | 16 | 35600 | 9 | 22800 | 1 | HRCU-A-CB |  |  | 260 | 737 | Yes
5487049 | Active | Systems | SMARTCOMFORT TXT+ R410A HP | TEMPSTAR | TCH636GKA2* |  | EA*4X48*21A*+WALLCON | *9MA*0802120A** | 35400 | 12.7 | 16.2 | 35400 | 9 | 22800 | 1 | HRCU-A-CB |  |  | 259 | 737 | Yes
5487050 | Active | Systems | SMARTCOMFORT TXT+ R410A HP | TEMPSTAR | TCH636GKA2* |  | EA*4X48*21A*+WALLCON | *9MA*1002122A** | 35400 | 12.7 | 16.2 | 35400 | 9 | 22600 | 1 | HRCU-A-CB |  |  | 259 | 737 | Yes
5486861 | Active | Systems | SMARTCOMFORT TXT+ R410A HP | TEMPSTAR | TCH636GKA2* |  | EA*4X48*24A* | *8MX*0902116** | 36000 | 12.7 | 16.2 | 35600 | 9 | 22800 | 1 | HRCU-A-CB |  |  | 263 | 737 | Yes
5487100 | Active | Systems | SMARTCOMFORT TXT+ R410A HP | TEMPSTAR | TCH636GKA2* |  | EA*4X48*24A* | *9MV*0802120A** | 35600 | 12.7 | 16.2 | 35400 | 9 | 22600 | 1 | HRCU-A-CB |  |  | 260 | 737 | Yes
5487101 | Active | Systems | SMARTCOMFORT TXT+ R410A HP | TEMPSTAR | TCH636GKA2* |  | EA*4X48*24A* | *9MV*1002120A** | 35600 | 12.7 | 16.5 | 35200 | 9 | 22600 | 1 | HRCU-A-CB |  |  | 255 | 737 | Yes
5487102 | Active | Systems | SMARTCOMFORT TXT+ R410A HP | TEMPSTAR | TCH636GKA2* |  | EA*4X48*24A* | *9MV*1202422A** | 35800 | 12.7 | 16.2 | 35400 | 9 | 22600 | 1 | HRCU-A-CB |  |  | 262 | 737 | Yes
5487160 | Active | Systems | SMARTCOMFORT TXT+ R410A HP | TEMPSTAR | TCH636GKA2* |  | EA*4X48*24A* | MV16**21C* | 35800 | 12.7 | 16.7 | 35200 | 9 | 22600 | 1 | HRCU-A-CB |  |  | 254 | 737 | Yes
5487161 | Active | Systems | SMARTCOMFORT TXT+ R410A HP | TEMPSTAR | TCH636GKA2* |  | EA*4X48*24A* | MV20**24C* | 35800 | 12.7 | 16.7 | 35200 | 9 | 22400 | 1 | HRCU-A-CB |  |  | 254 | 737 | Yes
5487205 | Active | Systems | SMARTCOMFORT TXT+ R410A HP | TEMPSTAR | TCH636GKA2* |  | EA*4X48*24A* | NOMV156E19* | 35600 | 12.5 | 15.7 | 35200 | 8.5 | 22600 | 1 | HRCU-A-CB |  |  | 268 | 781 | Yes
5487191 | Active | Systems | SMARTCOMFORT TXT+ R410A HP | TEMPSTAR | TCH636GKA2* |  | EA*4X48*24A* | OMV154L20A | 35800 | 12.7 | 16.5 | 35400 | 9 | 22600 | 1 | HRCU-A-CB |  |  | 257 | 737 | Yes
5486811 | Active | Systems | SMARTCOMFORT TXT+ R410A HP | TEMPSTAR | TCH636GKA2* |  | EA*4X48*24A*+WALLCON | *8MV*1102120** | 35800 | 12.7 | 16.5 | 35400 | 9 | 22600 | 1 | HRCU-A-CB |  |  | 257 | 737 | Yes
5486812 | Active | Systems | SMARTCOMFORT TXT+ R410A HP | TEMPSTAR | TCH636GKA2* |  | EA*4X48*24A*+WALLCON | *8MV*1352422** | 36000 | 13 | 16.7 | 35200 | 9 | 22600 | 1 | HRCU-A-CB |  |  | 255 | 737 | Yes
5487051 | Active | Systems | SMARTCOMFORT TXT+ R410A HP | TEMPSTAR | TCH636GKA2* |  | EA*4X48*24A*+WALLCON | *9MA*0602120A** | 35200 | 12.5 | 16 | 35600 | 9 | 22800 | 1 | HRCU-A-CB |  |  | 260 | 737 | Yes
5487052 | Active | Systems | SMARTCOMFORT TXT+ R410A HP | TEMPSTAR | TCH636GKA2* |  | EA*4X48*24A*+WALLCON | *9MA*0802120A** | 35400 | 12.7 | 16.2 | 35400 | 9 | 22600 | 1 | HRCU-A-CB |  |  | 259 | 737 | Yes
5487053 | Active | Systems | SMARTCOMFORT TXT+ R410A HP | TEMPSTAR | TCH636GKA2* |  | EA*4X48*24A*+WALLCON | *9MA*1002122A** | 35400 | 12.7 | 16.2 | 35400 | 9 | 22600 | 1 | HRCU-A-CB |  |  | 259 | 737 | Yes
5487009 | Active | Systems | SMARTCOMFORT TXT+ R410A HP | TEMPSTAR | TCH636GKA2* |  | EA*4X48*24A*+WALLCON | *9MA*1202422A** | 35400 | 12.7 | 16.2 | 35400 | 9 | 22600 | 1 | HRCU-A-CB |  |  | 259 | 737 | Yes
5486883 | Active | Systems | SMARTCOMFORT TXT+ R410A HP | TEMPSTAR | TCH636GKA2* |  | EHD4X36A** | *8MX*0902116** | 35800 | 12.7 | 16 | 35400 | 9 | 22800 | 1 | HRCU-A-CB |  |  | 265 | 737 | Yes
5487134 | Active | Systems | SMARTCOMFORT TXT+ R410A HP | TEMPSTAR | TCH636GKA2* |  | EHD4X36A** | *9MV*0802120A** | 35600 | 12.5 | 16.2 | 35200 | 9 | 22600 | 1 | HRCU-A-CB |  |  | 260 | 737 | Yes
5487135 | Active | Systems | SMARTCOMFORT TXT+ R410A HP | TEMPSTAR | TCH636GKA2* |  | EHD4X36A** | *9MV*1002120A** | 35400 | 12.7 | 16.2 | 35000 | 9 | 22600 | 1 | HRCU-A-CB |  |  | 259 | 737 | Yes
5487136 | Active | Systems | SMARTCOMFORT TXT+ R410A HP | TEMPSTAR | TCH636GKA2* |  | EHD4X36A** | *9MV*1202422A** | 35600 | 12.5 | 16.2 | 35200 | 9 | 22600 | 1 | HRCU-A-CB |  |  | 260 | 737 | Yes
5486992 | Active | Systems | SMARTCOMFORT TXT+ R410A HP | TEMPSTAR | TCH636GKA2* |  | EHD4X36A** | *9MX*0801716A** | 35600 | 12.5 | 15.7 | 35400 | 9 | 22800 | 1 | HRCU-A-CB |  |  | 268 | 737 | Yes
5487178 | Active | Systems | SMARTCOMFORT TXT+ R410A HP | TEMPSTAR | TCH636GKA2* |  | EHD4X36A** | MV08**14C* | 35600 | 12.5 | 16.2 | 35200 | 9 | 22600 | 1 | HRCU-A-CB |  |  | 260 | 737 | Yes
5487179 | Active | Systems | SMARTCOMFORT TXT+ R410A HP | TEMPSTAR | TCH636GKA2* |  | EHD4X36A** | MV12**17C* | 35800 | 12.7 | 16.5 | 35400 | 9 | 22600 | 1 | HRCU-A-CB |  |  | 257 | 737 | Yes
5487180 | Active | Systems | SMARTCOMFORT TXT+ R410A HP | TEMPSTAR | TCH636GKA2* |  | EHD4X36A** | MV16**21C* | 35800 | 12.7 | 16.5 | 35200 | 9 | 22600 | 1 | HRCU-A-CB |  |  | 257 | 737 | Yes
5487181 | Active | Systems | SMARTCOMFORT TXT+ R410A HP | TEMPSTAR | TCH636GKA2* |  | EHD4X36A** | MV20**24C* | 35800 | 12.7 | 16.7 | 35200 | 9 | 22600 | 1 | HRCU-A-CB |  |  | 254 | 737 | Yes
5487221 | Active | Systems | SMARTCOMFORT TXT+ R410A HP | TEMPSTAR | TCH636GKA2* |  | EHD4X36A** | NOMV156E19* | 35600 | 12.5 | 15.5 | 35200 | 8.5 | 22600 | 1 | HRCU-A-CB |  |  | 272 | 781 | Yes
5486948 | Active | Systems | SMARTCOMFORT TXT+ R410A HP | TEMPSTAR | TCH636GKA2* |  | EHD4X36A** | OLV154F20A | 36600 | 12.5 | 16.2 | 36000 | 9 | 23200 | 1 | HRCU-A-CB |  |  | 267 | 737 | Yes
5486946 | Active | Systems | SMARTCOMFORT TXT+ R410A HP | TEMPSTAR | TCH636GKA2* |  | EHD4X36A** | OMV112K14A | 35600 | 12.5 | 16.2 | 35400 | 9 | 22800 | 1 | HRCU-A-CB |  |  | 260 | 737 | Yes
5487193 | Active | Systems | SMARTCOMFORT TXT+ R410A HP | TEMPSTAR | TCH636GKA2* |  | EHD4X36A** | OMV154L20A | 35800 | 12.7 | 16.5 | 35400 | 9 | 22600 | 1 | HRCU-A-CB |  |  | 257 | 737 | Yes
5486837 | Active | Systems | SMARTCOMFORT TXT+ R410A HP | TEMPSTAR | TCH636GKA2* |  | EHD4X36A**+WALLCON | *8MV*0701412** | 35600 | 12.5 | 16.2 | 35400 | 9 | 22800 | 1 | HRCU-A-CB |  |  | 260 | 737 | Yes
5486838 | Active | Systems | SMARTCOMFORT TXT+ R410A HP | TEMPSTAR | TCH636GKA2* |  | EHD4X36A**+WALLCON | *8MV*0901716** | 35800 | 12.7 | 16.5 | 35400 | 9 | 22600 | 1 | HRCU-A-CB |  |  | 257 | 737 | Yes
5486839 | Active | Systems | SMARTCOMFORT TXT+ R410A HP | TEMPSTAR | TCH636GKA2* |  | EHD4X36A**+WALLCON | *8MV*1102120** | 35800 | 12.7 | 16.5 | 35400 | 9 | 22600 | 1 | HRCU-A-CB |  |  | 257 | 737 | Yes
5486840 | Active | Systems | SMARTCOMFORT TXT+ R410A HP | TEMPSTAR | TCH636GKA2* |  | EHD4X36A**+WALLCON | *8MV*1352422** | 35800 | 12.7 | 16.5 | 35200 | 9 | 22600 | 1 | HRCU-A-CB |  |  | 257 | 737 | Yes
5487072 | Active | Systems | SMARTCOMFORT TXT+ R410A HP | TEMPSTAR | TCH636GKA2* |  | EHD4X36A**+WALLCON | *9MA*0602120A** | 35200 | 12.5 | 16 | 35600 | 9 | 22800 | 1 | HRCU-A-CB |  |  | 260 | 737 | Yes
5487031 | Active | Systems | SMARTCOMFORT TXT+ R410A HP | TEMPSTAR | TCH636GKA2* |  | EHD4X36A**+WALLCON | *9MA*0801714A** | 35200 | 12.5 | 16 | 35600 | 9 | 23000 | 1 | HRCU-A-CB |  |  | 260 | 737 | Yes
5487073 | Active | Systems | SMARTCOMFORT TXT+ R410A HP | TEMPSTAR | TCH636GKA2* |  | EHD4X36A**+WALLCON | *9MA*0802120A** | 35400 | 12.5 | 16.2 | 35400 | 9 | 22800 | 1 | HRCU-A-CB |  |  | 259 | 737 | Yes
5487074 | Active | Systems | SMARTCOMFORT TXT+ R410A HP | TEMPSTAR | TCH636GKA2* |  | EHD4X36A**+WALLCON | *9MA*1002122A** | 35400 | 12.7 | 16.2 | 35400 | 9 | 22600 | 1 | HRCU-A-CB |  |  | 259 | 737 | Yes
5487032 | Active | Systems | SMARTCOMFORT TXT+ R410A HP | TEMPSTAR | TCH636GKA2* |  | EHD4X36A**+WALLCON | *9MA*1202422A** | 35400 | 12.5 | 16.2 | 35400 | 9 | 22800 | 1 | HRCU-A-CB |  |  | 259 | 737 | Yes
5486885 | Active | Systems | SMARTCOMFORT TXT+ R410A HP | TEMPSTAR | TCH636GKA2* |  | EHD4X42A** | *8MX*0701716** | 35800 | 12.5 | 16 | 35800 | 9 | 23000 | 1 | HRCU-A-CB |  |  | 265 | 737 | Yes
5486886 | Active | Systems | SMARTCOMFORT TXT+ R410A HP | TEMPSTAR | TCH636GKA2* |  | EHD4X42A** | *8MX*0902116** | 36200 | 12.7 | 16.2 | 35600 | 9 | 22800 | 1 | HRCU-A-CB |  |  | 265 | 737 | Yes
5487138 | Active | Systems | SMARTCOMFORT TXT+ R410A HP | TEMPSTAR | TCH636GKA2* |  | EHD4X42A** | *9MV*0801716A** | 35800 | 12.5 | 16 | 35600 | 9 | 22800 | 1 | HRCU-A-CB |  |  | 265 | 737 | Yes
5487139 | Active | Systems | SMARTCOMFORT TXT+ R410A HP | TEMPSTAR | TCH636GKA2* |  | EHD4X42A** | *9MV*0802120A** | 35800 | 12.7 | 16.2 | 35200 | 9 | 22600 | 1 | HRCU-A-CB |  |  | 262 | 737 | Yes
5487140 | Active | Systems | SMARTCOMFORT TXT+ R410A HP | TEMPSTAR | TCH636GKA2* |  | EHD4X42A** | *9MV*1002120A** | 35800 | 12.7 | 16.5 | 35200 | 9 | 22600 | 1 | HRCU-A-CB |  |  | 257 | 737 | Yes
5487141 | Active | Systems | SMARTCOMFORT TXT+ R410A HP | TEMPSTAR | TCH636GKA2* |  | EHD4X42A** | *9MV*1202422A** | 35800 | 12.7 | 16.2 | 35400 | 9 | 22600 | 1 | HRCU-A-CB |  |  | 262 | 737 | Yes
5486994 | Active | Systems | SMARTCOMFORT TXT+ R410A HP | TEMPSTAR | TCH636GKA2* |  | EHD4X42A** | *9MX*0801716A** | 35800 | 12.5 | 15.7 | 35600 | 9 | 22800 | 1 | HRCU-A-CB |  |  | 270 | 737 | Yes
5487182 | Active | Systems | SMARTCOMFORT TXT+ R410A HP | TEMPSTAR | TCH636GKA2* |  | EHD4X42A** | MV08**14C* | 35800 | 12.7 | 16.5 | 35400 | 9 | 22600 | 1 | HRCU-A-CB |  |  | 257 | 737 | Yes
5487183 | Active | Systems | SMARTCOMFORT TXT+ R410A HP | TEMPSTAR | TCH636GKA2* |  | EHD4X42A** | MV12**17C* | 36000 | 12.7 | 16.5 | 35400 | 9 | 22600 | 1 | HRCU-A-CB |  |  | 258 | 737 | Yes
5487184 | Active | Systems | SMARTCOMFORT TXT+ R410A HP | TEMPSTAR | TCH636GKA2* |  | EHD4X42A** | MV16**21C* | 36000 | 12.7 | 16.7 | 35400 | 9 | 22600 | 1 | HRCU-A-CB |  |  | 255 | 737 | Yes
5487185 | Active | Systems | SMARTCOMFORT TXT+ R410A HP | TEMPSTAR | TCH636GKA2* |  | EHD4X42A** | MV20**24C* | 36000 | 12.7 | 16.7 | 35200 | 9 | 22600 | 1 | HRCU-A-CB |  |  | 255 | 737 | Yes
5487223 | Active | Systems | SMARTCOMFORT TXT+ R410A HP | TEMPSTAR | TCH636GKA2* |  | EHD4X42A** | NOMV156E19* | 35800 | 12.5 | 15.7 | 35200 | 8.5 | 22600 | 1 | HRCU-A-CB |  |  | 270 | 781 | Yes
5486952 | Active | Systems | SMARTCOMFORT TXT+ R410A HP | TEMPSTAR | TCH636GKA2* |  | EHD4X42A** | OLV112A16A | 36000 | 12.5 | 16.2 | 35800 | 9 | 23000 | 1 | HRCU-A-CB |  |  | 263 | 737 | Yes
5486953 | Active | Systems | SMARTCOMFORT TXT+ R410A HP | TEMPSTAR | TCH636GKA2* |  | EHD4X42A** | OLV154F20A | 36800 | 12.7 | 16.5 | 36000 | 9 | 23200 | 1 | HRCU-A-CB |  |  | 264 | 737 | Yes
5486951 | Active | Systems | SMARTCOMFORT TXT+ R410A HP | TEMPSTAR | TCH636GKA2* |  | EHD4X42A** | OMV112K14A | 35800 | 12.5 | 16.2 | 35600 | 9 | 22800 | 1 | HRCU-A-CB |  |  | 262 | 737 | Yes
5487194 | Active | Systems | SMARTCOMFORT TXT+ R410A HP | TEMPSTAR | TCH636GKA2* |  | EHD4X42A** | OMV154L20A | 36000 | 12.7 | 16.5 | 35400 | 9 | 22600 | 1 | HRCU-A-CB |  |  | 258 | 737 | Yes
5486841 | Active | Systems | SMARTCOMFORT TXT+ R410A HP | TEMPSTAR | TCH636GKA2* |  | EHD4X42A**+WALLCON | *8MV*0701412** | 35800 | 12.5 | 16.2 | 35600 | 9 | 22800 | 1 | HRCU-A-CB |  |  | 262 | 737 | Yes
5486842 | Active | Systems | SMARTCOMFORT TXT+ R410A HP | TEMPSTAR | TCH636GKA2* |  | EHD4X42A**+WALLCON | *8MV*0901716** | 36000 | 12.7 | 16.7 | 35400 | 9 | 22600 | 1 | HRCU-A-CB |  |  | 255 | 737 | Yes
5486843 | Active | Systems | SMARTCOMFORT TXT+ R410A HP | TEMPSTAR | TCH636GKA2* |  | EHD4X42A**+WALLCON | *8MV*1102120** | 36000 | 12.7 | 16.5 | 35400 | 9 | 22600 | 1 | HRCU-A-CB |  |  | 258 | 737 | Yes
5486844 | Active | Systems | SMARTCOMFORT TXT+ R410A HP | TEMPSTAR | TCH636GKA2* |  | EHD4X42A**+WALLCON | *8MV*1352422** | 36000 | 12.7 | 16.7 | 35400 | 9 | 22600 | 1 | HRCU-A-CB |  |  | 255 | 737 | Yes
5487033 | Active | Systems | SMARTCOMFORT TXT+ R410A HP | TEMPSTAR | TCH636GKA2* |  | EHD4X42A**+WALLCON | *9MA*0601714A** | 35400 | 12.5 | 16 | 35800 | 9 | 23000 | 1 | HRCU-A-CB |  |  | 262 | 737 | Yes
5487075 | Active | Systems | SMARTCOMFORT TXT+ R410A HP | TEMPSTAR | TCH636GKA2* |  | EHD4X42A**+WALLCON | *9MA*0602120A** | 35400 | 12.5 | 16 | 35600 | 9 | 22800 | 1 | HRCU-A-CB |  |  | 262 | 737 | Yes
5487034 | Active | Systems | SMARTCOMFORT TXT+ R410A HP | TEMPSTAR | TCH636GKA2* |  | EHD4X42A**+WALLCON | *9MA*0801714A** | 35400 | 12.5 | 16 | 35600 | 9 | 23000 | 1 | HRCU-A-CB |  |  | 262 | 737 | Yes
5487076 | Active | Systems | SMARTCOMFORT TXT+ R410A HP | TEMPSTAR | TCH636GKA2* |  | EHD4X42A**+WALLCON | *9MA*0802120A** | 35600 | 12.7 | 16.2 | 35400 | 9 | 22800 | 1 | HRCU-A-CB |  |  | 260 | 737 | Yes
5487077 | Active | Systems | SMARTCOMFORT TXT+ R410A HP | TEMPSTAR | TCH636GKA2* |  | EHD4X42A**+WALLCON | *9MA*1002122A** | 35600 | 12.7 | 16.2 | 35400 | 9 | 22600 | 1 | HRCU-A-CB |  |  | 260 | 737 | Yes
5487035 | Active | Systems | SMARTCOMFORT TXT+ R410A HP | TEMPSTAR | TCH636GKA2* |  | EHD4X42A**+WALLCON | *9MA*1202422A** | 35600 | 12.7 | 16.2 | 35400 | 9 | 22800 | 1 | HRCU-A-CB |  |  | 260 | 737 | Yes
5486888 | Active | Systems | SMARTCOMFORT TXT+ R410A HP | TEMPSTAR | TCH636GKA2* |  | EHD4X48A** | *8MX*0701716** | 36000 | 12.5 | 16 | 35800 | 9 | 23000 | 1 | HRCU-A-CB |  |  | 266 | 737 | Yes
5486889 | Active | Systems | SMARTCOMFORT TXT+ R410A HP | TEMPSTAR | TCH636GKA2* |  | EHD4X48A** | *8MX*0902116** | 36200 | 12.7 | 16.2 | 35600 | 9 | 22800 | 1 | HRCU-A-CB |  |  | 265 | 737 | Yes
5487143 | Active | Systems | SMARTCOMFORT TXT+ R410A HP | TEMPSTAR | TCH636GKA2* |  | EHD4X48A** | *9MV*0801716A** | 36000 | 12.5 | 16 | 35600 | 9 | 23000 | 1 | HRCU-A-CB |  |  | 266 | 737 | Yes
5487144 | Active | Systems | SMARTCOMFORT TXT+ R410A HP | TEMPSTAR | TCH636GKA2* |  | EHD4X48A** | *9MV*0802120A** | 35800 | 12.7 | 16.5 | 35400 | 9 | 22600 | 1 | HRCU-A-CB |  |  | 257 | 737 | Yes
5487145 | Active | Systems | SMARTCOMFORT TXT+ R410A HP | TEMPSTAR | TCH636GKA2* |  | EHD4X48A** | *9MV*1002120A** | 35800 | 12.7 | 16.5 | 35400 | 9 | 22600 | 1 | HRCU-A-CB |  |  | 257 | 737 | Yes
5487146 | Active | Systems | SMARTCOMFORT TXT+ R410A HP | TEMPSTAR | TCH636GKA2* |  | EHD4X48A** | *9MV*1202422A** | 36000 | 12.7 | 16.5 | 35400 | 9 | 22600 | 1 | HRCU-A-CB |  |  | 258 | 737 | Yes
5486995 | Active | Systems | SMARTCOMFORT TXT+ R410A HP | TEMPSTAR | TCH636GKA2* |  | EHD4X48A** | *9MX*0601714A** | 36000 | 12.5 | 16.2 | 35800 | 9 | 23000 | 1 | HRCU-A-CB |  |  | 263 | 737 | Yes
5486996 | Active | Systems | SMARTCOMFORT TXT+ R410A HP | TEMPSTAR | TCH636GKA2* |  | EHD4X48A** | *9MX*0801716A** | 35800 | 12.5 | 15.7 | 35600 | 9 | 23000 | 1 | HRCU-A-CB |  |  | 270 | 737 | Yes
5487186 | Active | Systems | SMARTCOMFORT TXT+ R410A HP | TEMPSTAR | TCH636GKA2* |  | EHD4X48A** | MV08**14C* | 36000 | 12.7 | 16.5 | 35400 | 9 | 22600 | 1 | HRCU-A-CB |  |  | 258 | 737 | Yes
5487187 | Active | Systems | SMARTCOMFORT TXT+ R410A HP | TEMPSTAR | TCH636GKA2* |  | EHD4X48A** | MV12**17C* | 36200 | 12.7 | 16.7 | 35600 | 9 | 22800 | 1 | HRCU-A-CB |  |  | 257 | 737 | Yes
5487188 | Active | Systems | SMARTCOMFORT TXT+ R410A HP | TEMPSTAR | TCH636GKA2* |  | EHD4X48A** | MV16**21C* | 36200 | 13 | 16.7 | 35400 | 9 | 22600 | 1 | HRCU-A-CB |  |  | 257 | 737 | Yes
5487189 | Active | Systems | SMARTCOMFORT TXT+ R410A HP | TEMPSTAR | TCH636GKA2* |  | EHD4X48A** | MV20**24C* | 36000 | 13 | 16.7 | 35400 | 9 | 22600 | 1 | HRCU-A-CB |  |  | 255 | 737 | Yes
5487224 | Active | Systems | SMARTCOMFORT TXT+ R410A HP | TEMPSTAR | TCH636GKA2* |  | EHD4X48A** | NOMV106D12* | 35600 | 12.5 | 15.7 | 35200 | 8.5 | 22600 | 1 | HRCU-A-CB |  |  | 268 | 781 | Yes
5487225 | Active | Systems | SMARTCOMFORT TXT+ R410A HP | TEMPSTAR | TCH636GKA2* |  | EHD4X48A** | NOMV156E19* | 35800 | 12.7 | 15.7 | 35400 | 8.5 | 22600 | 1 | HRCU-A-CB |  |  | 270 | 781 | Yes
5486958 | Active | Systems | SMARTCOMFORT TXT+ R410A HP | TEMPSTAR | TCH636GKA2* |  | EHD4X48A** | OLV154F20A | 37000 | 12.7 | 16.5 | 36000 | 9 | 23200 | 1 | HRCU-A-CB |  |  | 266 | 737 | Yes
5486956 | Active | Systems | SMARTCOMFORT TXT+ R410A HP | TEMPSTAR | TCH636GKA2* |  | EHD4X48A** | OMV112K14A | 36000 | 12.5 | 16.5 | 35600 | 9 | 22800 | 1 | HRCU-A-CB |  |  | 258 | 737 | Yes
5487195 | Active | Systems | SMARTCOMFORT TXT+ R410A HP | TEMPSTAR | TCH636GKA2* |  | EHD4X48A** | OMV154L20A | 36000 | 12.7 | 16.7 | 35400 | 9 | 22600 | 1 | HRCU-A-CB |  |  | 255 | 737 | Yes
5486845 | Active | Systems | SMARTCOMFORT TXT+ R410A HP | TEMPSTAR | TCH636GKA2* |  | EHD4X48A**+WALLCON | *8MV*0701412** | 36000 | 12.5 | 16.5 | 35600 | 9 | 22800 | 1 | HRCU-A-CB |  |  | 258 | 737 | Yes
5486846 | Active | Systems | SMARTCOMFORT TXT+ R410A HP | TEMPSTAR | TCH636GKA2* |  | EHD4X48A**+WALLCON | *8MV*0901716** | 36200 | 12.7 | 16.7 | 35400 | 9 | 22600 | 1 | HRCU-A-CB |  |  | 257 | 737 | Yes
5486847 | Active | Systems | SMARTCOMFORT TXT+ R410A HP | TEMPSTAR | TCH636GKA2* |  | EHD4X48A**+WALLCON | *8MV*1102120** | 36200 | 12.7 | 16.7 | 35400 | 9 | 22600 | 1 | HRCU-A-CB |  |  | 257 | 737 | Yes
5486848 | Active | Systems | SMARTCOMFORT TXT+ R410A HP | TEMPSTAR | TCH636GKA2* |  | EHD4X48A**+WALLCON | *8MV*1352422** | 36200 | 13 | 16.7 | 35400 | 9 | 22600 | 1 | HRCU-A-CB |  |  | 257 | 737 | Yes
5487036 | Active | Systems | SMARTCOMFORT TXT+ R410A HP | TEMPSTAR | TCH636GKA2* |  | EHD4X48A**+WALLCON | *9MA*0601714A** | 35400 | 12.5 | 16 | 35800 | 9 | 23000 | 1 | HRCU-A-CB |  |  | 262 | 737 | Yes
5487078 | Active | Systems | SMARTCOMFORT TXT+ R410A HP | TEMPSTAR | TCH636GKA2* |  | EHD4X48A**+WALLCON | *9MA*0602120A** | 35600 | 12.5 | 16.2 | 35600 | 9 | 23000 | 1 | HRCU-A-CB |  |  | 260 | 737 | Yes
5487037 | Active | Systems | SMARTCOMFORT TXT+ R410A HP | TEMPSTAR | TCH636GKA2* |  | EHD4X48A**+WALLCON | *9MA*0801714A** | 35600 | 12.5 | 16.2 | 35800 | 9 | 23000 | 1 | HRCU-A-CB |  |  | 260 | 737 | Yes
5487079 | Active | Systems | SMARTCOMFORT TXT+ R410A HP | TEMPSTAR | TCH636GKA2* |  | EHD4X48A**+WALLCON | *9MA*0802120A** | 35800 | 12.7 | 16.5 | 35600 | 9 | 22800 | 1 | HRCU-A-CB |  |  | 257 | 737 | Yes
5487080 | Active | Systems | SMARTCOMFORT TXT+ R410A HP | TEMPSTAR | TCH636GKA2* |  | EHD4X48A**+WALLCON | *9MA*1002122A** | 35800 | 12.7 | 16.5 | 35600 | 9 | 22800 | 1 | HRCU-A-CB |  |  | 257 | 737 | Yes
5487038 | Active | Systems | SMARTCOMFORT TXT+ R410A HP | TEMPSTAR | TCH636GKA2* |  | EHD4X48A**+WALLCON | *9MA*1202422A** | 35800 | 12.7 | 16.2 | 35600 | 9 | 22800 | 1 | HRCU-A-CB |  |  | 262 | 737 | Yes
5487162 | Active | Systems | SMARTCOMFORT TXT+ R410A HP | TEMPSTAR | TCH636GKA2* |  | EN(A,D)4X36*21** | MV12**17C* | 35000 | 12.5 | 16 | 35000 | 9 | 22600 | 1 | HRCU-A-CB |  |  | 259 | 737 | Yes
5487163 | Active | Systems | SMARTCOMFORT TXT+ R410A HP | TEMPSTAR | TCH636GKA2* |  | EN(A,D)4X36*21** | MV16**21C* | 35000 | 12.5 | 16.2 | 34800 | 9 | 22600 | 1 | HRCU-A-CB |  |  | 256 | 737 | Yes
5486815 | Active | Systems | SMARTCOMFORT TXT+ R410A HP | TEMPSTAR | TCH636GKA2* |  | EN(A,D)4X36*21**+WALLCON | *8MV*0901716** | 35000 | 12.5 | 16 | 35000 | 9 | 22600 | 1 | HRCU-A-CB |  |  | 259 | 737 | Yes
5486816 | Active | Systems | SMARTCOMFORT TXT+ R410A HP | TEMPSTAR | TCH636GKA2* |  | EN(A,D)4X36*21**+WALLCON | *8MV*1102120** | 35000 | 12.5 | 16 | 35000 | 9 | 22600 | 1 | HRCU-A-CB |  |  | 259 | 737 | Yes
5487055 | Active | Systems | SMARTCOMFORT TXT+ R410A HP | TEMPSTAR | TCH636GKA2* |  | EN(A,D)4X36*21**+WALLCON | *9MA*0802120A** | 34600 | 12.5 | 15.7 | 35000 | 9 | 22600 | 1 | HRCU-A-CB |  |  | 261 | 737 | Yes
5487056 | Active | Systems | SMARTCOMFORT TXT+ R410A HP | TEMPSTAR | TCH636GKA2* |  | EN(A,D)4X36*21**+WALLCON | *9MA*1002122A** | 34600 | 12.5 | 15.7 | 35000 | 9 | 22600 | 1 | HRCU-A-CB |  |  | 261 | 737 | Yes
5486871 | Active | Systems | SMARTCOMFORT TXT+ R410A HP | TEMPSTAR | TCH636GKA2* |  | EN(A,D)4X48*24** | *8MX*0902116** | 36000 | 12.7 | 16.2 | 35600 | 9 | 22800 | 1 | HRCU-A-CB |  |  | 263 | 737 | Yes
5487119 | Active | Systems | SMARTCOMFORT TXT+ R410A HP | TEMPSTAR | TCH636GKA2* |  | EN(A,D)4X48*24** | *9MV*0802120A** | 35800 | 12.7 | 16.5 | 35400 | 9 | 22600 | 1 | HRCU-A-CB |  |  | 257 | 737 | Yes
5487120 | Active | Systems | SMARTCOMFORT TXT+ R410A HP | TEMPSTAR | TCH636GKA2* |  | EN(A,D)4X48*24** | *9MV*1002120A** | 35800 | 12.7 | 16.5 | 35400 | 9 | 22600 | 1 | HRCU-A-CB |  |  | 257 | 737 | Yes
5487121 | Active | Systems | SMARTCOMFORT TXT+ R410A HP | TEMPSTAR | TCH636GKA2* |  | EN(A,D)4X48*24** | *9MV*1202422A** | 35800 | 12.7 | 16.5 | 35400 | 9 | 22600 | 1 | HRCU-A-CB |  |  | 257 | 737 | Yes
5487170 | Active | Systems | SMARTCOMFORT TXT+ R410A HP | TEMPSTAR | TCH636GKA2* |  | EN(A,D)4X48*24** | MV16**21C* | 36000 | 13 | 16.7 | 35400 | 9 | 22600 | 1 | HRCU-A-CB |  |  | 255 | 737 | Yes
5487171 | Active | Systems | SMARTCOMFORT TXT+ R410A HP | TEMPSTAR | TCH636GKA2* |  | EN(A,D)4X48*24** | MV20**24C* | 35800 | 13 | 16.7 | 35200 | 9 | 22400 | 1 | HRCU-A-CB |  |  | 254 | 737 | Yes
5487214 | Active | Systems | SMARTCOMFORT TXT+ R410A HP | TEMPSTAR | TCH636GKA2* |  | EN(A,D)4X48*24** | NOMV156E19* | 35600 | 12.7 | 15.7 | 35200 | 8.5 | 22600 | 1 | HRCU-A-CB |  |  | 268 | 781 | Yes
5486928 | Active | Systems | SMARTCOMFORT TXT+ R410A HP | TEMPSTAR | TCH636GKA2* |  | EN(A,D)4X48*24** | OLV112A16A | 35800 | 12.5 | 16.2 | 35800 | 9 | 23000 | 1 | HRCU-A-CB |  |  | 262 | 737 | Yes
5487192 | Active | Systems | SMARTCOMFORT TXT+ R410A HP | TEMPSTAR | TCH636GKA2* |  | EN(A,D)4X48*24** | OMV154L20A | 35800 | 12.7 | 16.7 | 35400 | 9 | 22600 | 1 | HRCU-A-CB |  |  | 254 | 737 | Yes
5486823 | Active | Systems | SMARTCOMFORT TXT+ R410A HP | TEMPSTAR | TCH636GKA2* |  | EN(A,D)4X48*24**+WALLCON | *8MV*1102120** | 36000 | 12.7 | 16.7 | 35400 | 9 | 22600 | 1 | HRCU-A-CB |  |  | 255 | 737 | Yes
5486824 | Active | Systems | SMARTCOMFORT TXT+ R410A HP | TEMPSTAR | TCH636GKA2* |  | EN(A,D)4X48*24**+WALLCON | *8MV*1352422** | 36000 | 13 | 16.7 | 35200 | 9 | 22600 | 1 | HRCU-A-CB |  |  | 255 | 737 | Yes
5487063 | Active | Systems | SMARTCOMFORT TXT+ R410A HP | TEMPSTAR | TCH636GKA2* |  | EN(A,D)4X48*24**+WALLCON | *9MA*0602120A** | 35400 | 12.5 | 16.2 | 35600 | 9 | 22800 | 1 | HRCU-A-CB |  |  | 259 | 737 | Yes
5487064 | Active | Systems | SMARTCOMFORT TXT+ R410A HP | TEMPSTAR | TCH636GKA2* |  | EN(A,D)4X48*24**+WALLCON | *9MA*0802120A** | 35600 | 12.7 | 16.2 | 35400 | 9 | 22600 | 1 | HRCU-A-CB |  |  | 260 | 737 | Yes
5487065 | Active | Systems | SMARTCOMFORT TXT+ R410A HP | TEMPSTAR | TCH636GKA2* |  | EN(A,D)4X48*24**+WALLCON | *9MA*1002122A** | 35600 | 12.7 | 16.5 | 35400 | 9 | 22600 | 1 | HRCU-A-CB |  |  | 255 | 737 | Yes
5487020 | Active | Systems | SMARTCOMFORT TXT+ R410A HP | TEMPSTAR | TCH636GKA2* |  | EN(A,D)4X48*24**+WALLCON | *9MA*1202422A** | 35600 | 12.7 | 16.2 | 35400 | 9 | 22600 | 1 | HRCU-A-CB |  |  | 260 | 737 | Yes
5486814 | Active | Systems | SMARTCOMFORT TXT+ R410A HP | TEMPSTAR | TCH636GKA2* |  | EN(A,D,W)4X36*17**+WALLCON | *8MV*0901716** | 35000 | 12.5 | 16 | 35000 | 9 | 22600 | 1 | HRCU-A-CB |  |  | 259 | 737 | Yes
5486868 | Active | Systems | SMARTCOMFORT TXT+ R410A HP | TEMPSTAR | TCH636GKA2* |  | EN(A,D,W)4X42*21** | *8MX*0902116** | 35400 | 12.5 | 16 | 35200 | 9 | 22600 | 1 | HRCU-A-CB |  |  | 262 | 737 | Yes
5487113 | Active | Systems | SMARTCOMFORT TXT+ R410A HP | TEMPSTAR | TCH636GKA2* |  | EN(A,D,W)4X42*21** | *9MV*0802120A** | 35000 | 12.5 | 16 | 35000 | 9 | 22600 | 1 | HRCU-A-CB |  |  | 259 | 737 | Yes
5487114 | Active | Systems | SMARTCOMFORT TXT+ R410A HP | TEMPSTAR | TCH636GKA2* |  | EN(A,D,W)4X42*21** | *9MV*1002120A** | 35000 | 12.5 | 16 | 34800 | 9 | 22400 | 1 | HRCU-A-CB |  |  | 259 | 737 | Yes
5487166 | Active | Systems | SMARTCOMFORT TXT+ R410A HP | TEMPSTAR | TCH636GKA2* |  | EN(A,D,W)4X42*21** | MV12**17C* | 35400 | 12.5 | 16.2 | 35200 | 9 | 22600 | 1 | HRCU-A-CB |  |  | 259 | 737 | Yes
5487167 | Active | Systems | SMARTCOMFORT TXT+ R410A HP | TEMPSTAR | TCH636GKA2* |  | EN(A,D,W)4X42*21** | MV16**21C* | 35400 | 12.7 | 16.2 | 35000 | 9 | 22600 | 1 | HRCU-A-CB |  |  | 259 | 737 | Yes
5486819 | Active | Systems | SMARTCOMFORT TXT+ R410A HP | TEMPSTAR | TCH636GKA2* |  | EN(A,D,W)4X42*21**+WALLCON | *8MV*0901716** | 35400 | 12.5 | 16.2 | 35200 | 9 | 22600 | 1 | HRCU-A-CB |  |  | 259 | 737 | Yes
5486820 | Active | Systems | SMARTCOMFORT TXT+ R410A HP | TEMPSTAR | TCH636GKA2* |  | EN(A,D,W)4X42*21**+WALLCON | *8MV*1102120** | 35400 | 12.5 | 16.2 | 35200 | 9 | 22600 | 1 | HRCU-A-CB |  |  | 259 | 737 | Yes
5487057 | Active | Systems | SMARTCOMFORT TXT+ R410A HP | TEMPSTAR | TCH636GKA2* |  | EN(A,D,W)4X42*21**+WALLCON | *9MA*0602120A** | 34800 | 12.5 | 15.7 | 35400 | 9 | 22800 | 1 | HRCU-A-CB |  |  | 262 | 737 | Yes
5487058 | Active | Systems | SMARTCOMFORT TXT+ R410A HP | TEMPSTAR | TCH636GKA2* |  | EN(A,D,W)4X42*21**+WALLCON | *9MA*0802120A** | 35000 | 12.5 | 16 | 35200 | 9 | 22600 | 1 | HRCU-A-CB |  |  | 259 | 737 | Yes
5487059 | Active | Systems | SMARTCOMFORT TXT+ R410A HP | TEMPSTAR | TCH636GKA2* |  | EN(A,D,W)4X42*21**+WALLCON | *9MA*1002122A** | 35000 | 12.5 | 16 | 35200 | 9 | 22600 | 1 | HRCU-A-CB |  |  | 259 | 737 | Yes
5486869 | Active | Systems | SMARTCOMFORT TXT+ R410A HP | TEMPSTAR | TCH636GKA2* |  | EN(A,D,W)4X48*21** | *8MX*0701716** | 35800 | 12.5 | 16 | 35800 | 9 | 23000 | 1 | HRCU-A-CB |  |  | 265 | 737 | Yes
5486870 | Active | Systems | SMARTCOMFORT TXT+ R410A HP | TEMPSTAR | TCH636GKA2* |  | EN(A,D,W)4X48*21** | *8MX*0902116** | 36000 | 12.7 | 16.2 | 35600 | 9 | 22800 | 1 | HRCU-A-CB |  |  | 263 | 737 | Yes
5487116 | Active | Systems | SMARTCOMFORT TXT+ R410A HP | TEMPSTAR | TCH636GKA2* |  | EN(A,D,W)4X48*21** | *9MV*0801716A** | 35800 | 12.5 | 16 | 35600 | 9 | 23000 | 1 | HRCU-A-CB |  |  | 265 | 737 | Yes
5487117 | Active | Systems | SMARTCOMFORT TXT+ R410A HP | TEMPSTAR | TCH636GKA2* |  | EN(A,D,W)4X48*21** | *9MV*0802120A** | 35800 | 12.7 | 16.5 | 35400 | 9 | 22600 | 1 | HRCU-A-CB |  |  | 257 | 737 | Yes
5487118 | Active | Systems | SMARTCOMFORT TXT+ R410A HP | TEMPSTAR | TCH636GKA2* |  | EN(A,D,W)4X48*21** | *9MV*1002120A** | 35800 | 12.7 | 16.5 | 35400 | 9 | 22600 | 1 | HRCU-A-CB |  |  | 257 | 737 | Yes
5486984 | Active | Systems | SMARTCOMFORT TXT+ R410A HP | TEMPSTAR | TCH636GKA2* |  | EN(A,D,W)4X48*21** | *9MX*0801716A** | 35800 | 12.5 | 15.7 | 35600 | 9 | 22800 | 1 | HRCU-A-CB |  |  | 270 | 737 | Yes
5487168 | Active | Systems | SMARTCOMFORT TXT+ R410A HP | TEMPSTAR | TCH636GKA2* |  | EN(A,D,W)4X48*21** | MV12**17C* | 36000 | 12.7 | 16.7 | 35400 | 9 | 22600 | 1 | HRCU-A-CB |  |  | 255 | 737 | Yes
5487169 | Active | Systems | SMARTCOMFORT TXT+ R410A HP | TEMPSTAR | TCH636GKA2* |  | EN(A,D,W)4X48*21** | MV16**21C* | 36000 | 13 | 16.7 | 35400 | 9 | 22600 | 1 | HRCU-A-CB |  |  | 255 | 737 | Yes
5487212 | Active | Systems | SMARTCOMFORT TXT+ R410A HP | TEMPSTAR | TCH636GKA2* |  | EN(A,D,W)4X48*21** | NOMV106D12* | 35400 | 12.5 | 15.7 | 35200 | 8.5 | 22600 | 1 | HRCU-A-CB |  |  | 267 | 781 | Yes
5487213 | Active | Systems | SMARTCOMFORT TXT+ R410A HP | TEMPSTAR | TCH636GKA2* |  | EN(A,D,W)4X48*21** | NOMV156E19* | 35600 | 12.7 | 15.7 | 35200 | 8.5 | 22600 | 1 | HRCU-A-CB |  |  | 268 | 781 | Yes
5486927 | Active | Systems | SMARTCOMFORT TXT+ R410A HP | TEMPSTAR | TCH636GKA2* |  | EN(A,D,W)4X48*21** | OLV112A16A | 35800 | 12.5 | 16.2 | 35800 | 9 | 23000 | 1 | HRCU-A-CB |  |  | 262 | 737 | Yes
5486926 | Active | Systems | SMARTCOMFORT TXT+ R410A HP | TEMPSTAR | TCH636GKA2* |  | EN(A,D,W)4X48*21** | OMV112K14A | 35800 | 12.5 | 16.5 | 35400 | 9 | 22800 | 1 | HRCU-A-CB |  |  | 257 | 737 | Yes
5486821 | Active | Systems | SMARTCOMFORT TXT+ R410A HP | TEMPSTAR | TCH636GKA2* |  | EN(A,D,W)4X48*21**+WALLCON | *8MV*0901716** | 36000 | 12.7 | 16.7 | 35400 | 9 | 22600 | 1 | HRCU-A-CB |  |  | 255 | 737 | Yes
5486822 | Active | Systems | SMARTCOMFORT TXT+ R410A HP | TEMPSTAR | TCH636GKA2* |  | EN(A,D,W)4X48*21**+WALLCON | *8MV*1102120** | 36000 | 12.7 | 16.7 | 35400 | 9 | 22600 | 1 | HRCU-A-CB |  |  | 255 | 737 | Yes
5487018 | Active | Systems | SMARTCOMFORT TXT+ R410A HP | TEMPSTAR | TCH636GKA2* |  | EN(A,D,W)4X48*21**+WALLCON | *9MA*0601714A** | 35200 | 12.5 | 16 | 35800 | 9 | 23000 | 1 | HRCU-A-CB |  |  | 260 | 737 | Yes
5487060 | Active | Systems | SMARTCOMFORT TXT+ R410A HP | TEMPSTAR | TCH636GKA2* |  | EN(A,D,W)4X48*21**+WALLCON | *9MA*0602120A** | 35400 | 12.5 | 16.2 | 35600 | 9 | 22800 | 1 | HRCU-A-CB |  |  | 259 | 737 | Yes
5487019 | Active | Systems | SMARTCOMFORT TXT+ R410A HP | TEMPSTAR | TCH636GKA2* |  | EN(A,D,W)4X48*21**+WALLCON | *9MA*0801714A** | 35400 | 12.5 | 16.2 | 35600 | 9 | 22800 | 1 | HRCU-A-CB |  |  | 259 | 737 | Yes
5487061 | Active | Systems | SMARTCOMFORT TXT+ R410A HP | TEMPSTAR | TCH636GKA2* |  | EN(A,D,W)4X48*21**+WALLCON | *9MA*0802120A** | 35600 | 12.7 | 16.2 | 35400 | 9 | 22600 | 1 | HRCU-A-CB |  |  | 260 | 737 | Yes
5487062 | Active | Systems | SMARTCOMFORT TXT+ R410A HP | TEMPSTAR | TCH636GKA2* |  | EN(A,D,W)4X48*21**+WALLCON | *9MA*1002122A** | 35600 | 12.7 | 16.5 | 35400 | 9 | 22600 | 1 | HRCU-A-CB |  |  | 255 | 737 | Yes
5487164 | Active | Systems | SMARTCOMFORT TXT+ R410A HP | TEMPSTAR | TCH636GKA2* |  | END4X42*17** | MV08**14C* | 35400 | 12.5 | 16.2 | 35200 | 9 | 22600 | 1 | HRCU-A-CB |  |  | 259 | 737 | Yes
5487165 | Active | Systems | SMARTCOMFORT TXT+ R410A HP | TEMPSTAR | TCH636GKA2* |  | END4X42*17** | MV12**17C* | 35800 | 12.7 | 16.5 | 35400 | 9 | 22600 | 1 | HRCU-A-CB |  |  | 257 | 737 | Yes
5486817 | Active | Systems | SMARTCOMFORT TXT+ R410A HP | TEMPSTAR | TCH636GKA2* |  | END4X42*17**+WALLCON | *8MV*0701412** | 35600 | 12.5 | 16.2 | 35400 | 9 | 22800 | 1 | HRCU-A-CB |  |  | 260 | 737 | Yes
5486818 | Active | Systems | SMARTCOMFORT TXT+ R410A HP | TEMPSTAR | TCH636GKA2* |  | END4X42*17**+WALLCON | *8MV*0901716** | 35600 | 12.7 | 16.5 | 35200 | 9 | 22600 | 1 | HRCU-A-CB |  |  | 255 | 737 | Yes
5487015 | Active | Systems | SMARTCOMFORT TXT+ R410A HP | TEMPSTAR | TCH636GKA2* |  | END4X42*17**+WALLCON | *9MA*0801714A** | 35200 | 12.5 | 16 | 35600 | 9 | 23000 | 1 | HRCU-A-CB |  |  | 260 | 737 | Yes
5487172 | Active | Systems | SMARTCOMFORT TXT+ R410A HP | TEMPSTAR | TCH636GKA2* |  | ENH4X36*17** | MV08**14C* | 34800 | 12.5 | 16 | 34800 | 9 | 22600 | 1 | HRCU-A-CB |  |  | 258 | 737 | Yes
5487173 | Active | Systems | SMARTCOMFORT TXT+ R410A HP | TEMPSTAR | TCH636GKA2* |  | ENH4X36*17** | MV12**17C* | 35000 | 12.5 | 16 | 35000 | 9 | 22600 | 1 | HRCU-A-CB |  |  | 259 | 737 | Yes
5486826 | Active | Systems | SMARTCOMFORT TXT+ R410A HP | TEMPSTAR | TCH636GKA2* |  | ENH4X36*17**+WALLCON | *8MV*0901716** | 35000 | 12.5 | 16 | 35000 | 9 | 22600 | 1 | HRCU-A-CB |  |  | 259 | 737 | Yes
5486877 | Active | Systems | SMARTCOMFORT TXT+ R410A HP | TEMPSTAR | TCH636GKA2* |  | ENH4X42*21** | *8MX*0902116** | 35400 | 12.5 | 16 | 35200 | 9 | 22600 | 1 | HRCU-A-CB |  |  | 262 | 737 | Yes
5487126 | Active | Systems | SMARTCOMFORT TXT+ R410A HP | TEMPSTAR | TCH636GKA2* |  | ENH4X42*21** | *9MV*0802120A** | 35000 | 12.5 | 16 | 35000 | 9 | 22600 | 1 | HRCU-A-CB |  |  | 259 | 737 | Yes
5487127 | Active | Systems | SMARTCOMFORT TXT+ R410A HP | TEMPSTAR | TCH636GKA2* |  | ENH4X42*21** | *9MV*1002120A** | 35000 | 12.5 | 16 | 34800 | 9 | 22400 | 1 | HRCU-A-CB |  |  | 259 | 737 | Yes
5487174 | Active | Systems | SMARTCOMFORT TXT+ R410A HP | TEMPSTAR | TCH636GKA2* |  | ENH4X42*21** | MV12**17C* | 35400 | 12.5 | 16.2 | 35200 | 9 | 22600 | 1 | HRCU-A-CB |  |  | 259 | 737 | Yes
5487175 | Active | Systems | SMARTCOMFORT TXT+ R410A HP | TEMPSTAR | TCH636GKA2* |  | ENH4X42*21** | MV16**21C* | 35400 | 12.7 | 16.2 | 35000 | 9 | 22600 | 1 | HRCU-A-CB |  |  | 259 | 737 | Yes
5486829 | Active | Systems | SMARTCOMFORT TXT+ R410A HP | TEMPSTAR | TCH636GKA2* |  | ENH4X42*21**+WALLCON | *8MV*0701412** | 35200 | 12.5 | 16 | 35200 | 9 | 22800 | 1 | HRCU-A-CB |  |  | 260 | 737 | Yes
5486830 | Active | Systems | SMARTCOMFORT TXT+ R410A HP | TEMPSTAR | TCH636GKA2* |  | ENH4X42*21**+WALLCON | *8MV*0901716** | 35400 | 12.5 | 16.2 | 35200 | 9 | 22600 | 1 | HRCU-A-CB |  |  | 259 | 737 | Yes
5486831 | Active | Systems | SMARTCOMFORT TXT+ R410A HP | TEMPSTAR | TCH636GKA2* |  | ENH4X42*21**+WALLCON | *8MV*1102120** | 35400 | 12.5 | 16.2 | 35200 | 9 | 22600 | 1 | HRCU-A-CB |  |  | 259 | 737 | Yes
5487066 | Active | Systems | SMARTCOMFORT TXT+ R410A HP | TEMPSTAR | TCH636GKA2* |  | ENH4X42*21**+WALLCON | *9MA*0602120A** | 34800 | 12.5 | 15.7 | 35400 | 9 | 22800 | 1 | HRCU-A-CB |  |  | 262 | 737 | Yes
5487067 | Active | Systems | SMARTCOMFORT TXT+ R410A HP | TEMPSTAR | TCH636GKA2* |  | ENH4X42*21**+WALLCON | *9MA*0802120A** | 35000 | 12.5 | 16 | 35200 | 9 | 22600 | 1 | HRCU-A-CB |  |  | 259 | 737 | Yes
5487068 | Active | Systems | SMARTCOMFORT TXT+ R410A HP | TEMPSTAR | TCH636GKA2* |  | ENH4X42*21**+WALLCON | *9MA*1002122A** | 35000 | 12.5 | 16 | 35200 | 9 | 22600 | 1 | HRCU-A-CB |  |  | 259 | 737 | Yes
5486879 | Active | Systems | SMARTCOMFORT TXT+ R410A HP | TEMPSTAR | TCH636GKA2* |  | ENH4X48*21** | *8MX*0701716** | 35800 | 12.5 | 16 | 35800 | 9 | 23000 | 1 | HRCU-A-CB |  |  | 265 | 737 | Yes
5486880 | Active | Systems | SMARTCOMFORT TXT+ R410A HP | TEMPSTAR | TCH636GKA2* |  | ENH4X48*21** | *8MX*0902116** | 36000 | 12.7 | 16.2 | 35600 | 9 | 22800 | 1 | HRCU-A-CB |  |  | 263 | 737 | Yes
5487129 | Active | Systems | SMARTCOMFORT TXT+ R410A HP | TEMPSTAR | TCH636GKA2* |  | ENH4X48*21** | *9MV*0801716A** | 35800 | 12.5 | 16 | 35600 | 9 | 23000 | 1 | HRCU-A-CB |  |  | 265 | 737 | Yes
5487130 | Active | Systems | SMARTCOMFORT TXT+ R410A HP | TEMPSTAR | TCH636GKA2* |  | ENH4X48*21** | *9MV*0802120A** | 35800 | 12.7 | 16.5 | 35400 | 9 | 22600 | 1 | HRCU-A-CB |  |  | 257 | 737 | Yes
5487131 | Active | Systems | SMARTCOMFORT TXT+ R410A HP | TEMPSTAR | TCH636GKA2* |  | ENH4X48*21** | *9MV*1002120A** | 35800 | 12.7 | 16.5 | 35400 | 9 | 22600 | 1 | HRCU-A-CB |  |  | 257 | 737 | Yes
5486990 | Active | Systems | SMARTCOMFORT TXT+ R410A HP | TEMPSTAR | TCH636GKA2* |  | ENH4X48*21** | *9MX*0801716A** | 35800 | 12.5 | 15.7 | 35600 | 9 | 22800 | 1 | HRCU-A-CB |  |  | 270 | 737 | Yes
5487176 | Active | Systems | SMARTCOMFORT TXT+ R410A HP | TEMPSTAR | TCH636GKA2* |  | ENH4X48*21** | MV12**17C* | 36000 | 12.7 | 16.7 | 35400 | 9 | 22600 | 1 | HRCU-A-CB |  |  | 255 | 737 | Yes
5487177 | Active | Systems | SMARTCOMFORT TXT+ R410A HP | TEMPSTAR | TCH636GKA2* |  | ENH4X48*21** | MV16**21C* | 36000 | 13 | 16.7 | 35400 | 9 | 22600 | 1 | HRCU-A-CB |  |  | 255 | 737 | Yes
5487218 | Active | Systems | SMARTCOMFORT TXT+ R410A HP | TEMPSTAR | TCH636GKA2* |  | ENH4X48*21** | NOMV106D12* | 35400 | 12.5 | 15.7 | 35200 | 8.5 | 22600 | 1 | HRCU-A-CB |  |  | 267 | 781 | Yes
5487219 | Active | Systems | SMARTCOMFORT TXT+ R410A HP | TEMPSTAR | TCH636GKA2* |  | ENH4X48*21** | NOMV156E19* | 35600 | 12.7 | 15.7 | 35200 | 8.5 | 22600 | 1 | HRCU-A-CB |  |  | 268 | 781 | Yes
5486942 | Active | Systems | SMARTCOMFORT TXT+ R410A HP | TEMPSTAR | TCH636GKA2* |  | ENH4X48*21** | OLV112A16A | 35800 | 12.5 | 16.2 | 35800 | 9 | 23000 | 1 | HRCU-A-CB |  |  | 262 | 737 | Yes
5486941 | Active | Systems | SMARTCOMFORT TXT+ R410A HP | TEMPSTAR | TCH636GKA2* |  | ENH4X48*21** | OMV112K14A | 35800 | 12.5 | 16.5 | 35400 | 9 | 22800 | 1 | HRCU-A-CB |  |  | 257 | 737 | Yes
5486833 | Active | Systems | SMARTCOMFORT TXT+ R410A HP | TEMPSTAR | TCH636GKA2* |  | ENH4X48*21**+WALLCON | *8MV*0701412** | 35800 | 12.5 | 16.2 | 35600 | 9 | 22800 | 1 | HRCU-A-CB |  |  | 262 | 737 | Yes
5486834 | Active | Systems | SMARTCOMFORT TXT+ R410A HP | TEMPSTAR | TCH636GKA2* |  | ENH4X48*21**+WALLCON | *8MV*0901716** | 36000 | 12.7 | 16.7 | 35400 | 9 | 22600 | 1 | HRCU-A-CB |  |  | 255 | 737 | Yes
5486835 | Active | Systems | SMARTCOMFORT TXT+ R410A HP | TEMPSTAR | TCH636GKA2* |  | ENH4X48*21**+WALLCON | *8MV*1102120** | 36000 | 12.7 | 16.7 | 35400 | 9 | 22600 | 1 | HRCU-A-CB |  |  | 255 | 737 | Yes
5487027 | Active | Systems | SMARTCOMFORT TXT+ R410A HP | TEMPSTAR | TCH636GKA2* |  | ENH4X48*21**+WALLCON | *9MA*0601714A** | 35200 | 12.5 | 16 | 35800 | 9 | 23000 | 1 | HRCU-A-CB |  |  | 260 | 737 | Yes
5487069 | Active | Systems | SMARTCOMFORT TXT+ R410A HP | TEMPSTAR | TCH636GKA2* |  | ENH4X48*21**+WALLCON | *9MA*0602120A** | 35400 | 12.5 | 16.2 | 35600 | 9 | 22800 | 1 | HRCU-A-CB |  |  | 259 | 737 | Yes
5487028 | Active | Systems | SMARTCOMFORT TXT+ R410A HP | TEMPSTAR | TCH636GKA2* |  | ENH4X48*21**+WALLCON | *9MA*0801714A** | 35400 | 12.5 | 16.2 | 35600 | 9 | 22800 | 1 | HRCU-A-CB |  |  | 259 | 737 | Yes
5487070 | Active | Systems | SMARTCOMFORT TXT+ R410A HP | TEMPSTAR | TCH636GKA2* |  | ENH4X48*21**+WALLCON | *9MA*0802120A** | 35600 | 12.7 | 16.2 | 35400 | 9 | 22600 | 1 | HRCU-A-CB |  |  | 260 | 737 | Yes
5487071 | Active | Systems | SMARTCOMFORT TXT+ R410A HP | TEMPSTAR | TCH636GKA2* |  | ENH4X48*21**+WALLCON | *9MA*1002122A** | 35600 | 12.7 | 16.5 | 35400 | 9 | 22600 | 1 | HRCU-A-CB |  |  | 255 | 737 | Yes
5486959 | Active | Systems | SMARTCOMFORT TXT+ R410A HP | TEMPSTAR | TCH636GKA2* |  | FCM4X24****+WALLCON |  | 35000 | 12.5 | 16 | 35200 | 9 | 22600 | 1 | HRCU-A-CB |  |  | 259 | 737 | Yes
5486960 | Active | Systems | SMARTCOMFORT TXT+ R410A HP | TEMPSTAR | TCH636GKA2* |  | FCM4X36****+WALLCON |  | 35200 | 12.7 | 16.2 | 34800 | 9 | 22400 | 1 | HRCU-A-CB |  |  | 257 | 737 | Yes
5486961 | Active | Systems | SMARTCOMFORT TXT+ R410A HP | TEMPSTAR | TCH636GKA2* |  | FCM4X48****+WALLCON |  | 36400 | 13 | 17 | 35400 | 9 | 22600 | 1 | HRCU-A-CB |  |  | 254 | 737 | Yes
5486962 | Active | Systems | SMARTCOMFORT TXT+ R410A HP | TEMPSTAR | TCH636GKA2* |  | FCM4X60****+WALLCON |  | 36800 | 13.2 | 17 | 35600 | 9 | 22600 | 1 | HRCU-A-CB |  |  | 256 | 737 | Yes
5486964 | Active | Systems | SMARTCOMFORT TXT+ R410A HP | TEMPSTAR | TCH636GKA2* |  | FVM4X36**** |  | 35200 | 12.7 | 16.2 | 34800 | 9 | 22400 | 1 | HRCU-A-CB |  |  | 257 | 737 | Yes
5486965 | Active | Systems | SMARTCOMFORT TXT+ R410A HP | TEMPSTAR | TCH636GKA2* |  | FVM4X48**** |  | 36400 | 13 | 16.7 | 35400 | 9 | 22600 | 1 | HRCU-A-CB |  |  | 258 | 737 | Yes
5486777 | Active | Systems | SMARTCOMFORT TXT+ R410A HP | TEMPSTAR | TCH636GKA2* |  | FVM4X60**** |  | 36400 | 13.3 | 17 | 35400 | 9.5 | 22600 | 1 | HRCU-A-CB | Yes |  | 254 | 699 | Yes
5250823 | Discontinued | Systems | SMARTCOMFORT TXT+ R410A HP | TEMPSTAR | TCH648GKA* |  | EA*4X60*21A* | *9MV*1002120A** | 46000 | 12.5 | 15.2 | 46000 | 8.5 | 30400 | 1 | HRCU-A-CB |  |  | 358 | 1115 | Yes
5250825 | Discontinued | Systems | SMARTCOMFORT TXT+ R410A HP | TEMPSTAR | TCH648GKA* |  | EA*4X60*24A* | *9MV*1002120A** | 46000 | 12.5 | 15.2 | 46000 | 9 | 30600 | 1 | HRCU-A-CB |  |  | 358 | 1053 | Yes
5250749 | Discontinued | Systems | SMARTCOMFORT TXT+ R410A HP | TEMPSTAR | TCH648GKA* |  | EA*4X60*24A*+WALLCON | *8MV*1352422** | 46500 | 12.5 | 15.7 | 47000 | 9 | 29400 | 1 | HRCU-A-CB |  |  | 351 | 1053 | Yes
5250753 | Discontinued | Systems | SMARTCOMFORT TXT+ R410A HP | TEMPSTAR | TCH648GKA* |  | ED*4X60L**+WALLCON | *8MV*1352422** | 46500 | 12.5 | 15.7 | 47000 | 9 | 29400 | 1 | HRCU-A-CB |  |  | 351 | 1053 | Yes
5250717 | Discontinued | Systems | SMARTCOMFORT TXT+ R410A HP | TEMPSTAR | TCH648GKA* |  | EHD4X60A** | *8MX*1102120** | 47000 | 12.5 | 15.5 | 47000 | 9 | 29400 | 1 | HRCU-A-CB |  |  | 359 | 1053 | Yes
5250838 | Discontinued | Systems | SMARTCOMFORT TXT+ R410A HP | TEMPSTAR | TCH648GKA* |  | EHD4X60A** | *9MV*0802120A** | 46500 | 12.5 | 15.2 | 46500 | 9 | 30600 | 1 | HRCU-A-CB |  |  | 362 | 1053 | Yes
5250839 | Discontinued | Systems | SMARTCOMFORT TXT+ R410A HP | TEMPSTAR | TCH648GKA* |  | EHD4X60A** | *9MV*1002120A** | 46500 | 12.5 | 15.5 | 46500 | 9 | 30600 | 1 | HRCU-A-CB |  |  | 355 | 1053 | Yes
5250770 | Discontinued | Systems | SMARTCOMFORT TXT+ R410A HP | TEMPSTAR | TCH648GKA* |  | EHD4X60A**+WALLCON | *8MV*1102120** | 46500 | 12.5 | 15.7 | 47000 | 9 | 29600 | 1 | HRCU-A-CB |  |  | 351 | 1053 | Yes
5250771 | Discontinued | Systems | SMARTCOMFORT TXT+ R410A HP | TEMPSTAR | TCH648GKA* |  | EHD4X60A**+WALLCON | *8MV*1352422** | 46500 | 12.5 | 15.7 | 47000 | 9 | 29400 | 1 | HRCU-A-CB |  |  | 351 | 1053 | Yes
5250693 | Discontinued | Systems | SMARTCOMFORT TXT+ R410A HP | TEMPSTAR | TCH648GKA* |  | EN(A,D,W)4X60*24** | *8MX*1102120** | 46500 | 12.5 | 15.7 | 47000 | 9 | 29000 | 1 | HRCU-A-CB |  |  | 351 | 1053 | Yes
5250831 | Discontinued | Systems | SMARTCOMFORT TXT+ R410A HP | TEMPSTAR | TCH648GKA* |  | EN(A,D,W)4X60*24** | *9MV*1002120A** | 46000 | 12.5 | 15.2 | 46000 | 9 | 30400 | 1 | HRCU-A-CB |  |  | 358 | 1053 | Yes
5250759 | Discontinued | Systems | SMARTCOMFORT TXT+ R410A HP | TEMPSTAR | TCH648GKA* |  | EN(A,D,W)4X60*24**+WALLCON | *8MV*1352422** | 46000 | 12.5 | 16 | 47000 | 9 | 29400 | 1 | HRCU-A-CB |  |  | 340 | 1053 | Yes
5250709 | Discontinued | Systems | SMARTCOMFORT TXT+ R410A HP | TEMPSTAR | TCH648GKA* |  | ENH4X60*24** | *8MX*1102120** | 46500 | 12.5 | 15.2 | 47000 | 9 | 29000 | 1 | HRCU-A-CB |  |  | 362 | 1053 | Yes
5250835 | Discontinued | Systems | SMARTCOMFORT TXT+ R410A HP | TEMPSTAR | TCH648GKA* |  | ENH4X60*24** | *9MV*1002120A** | 46000 | 12.5 | 15.2 | 46000 | 9 | 30400 | 1 | HRCU-A-CB |  |  | 358 | 1053 | Yes
5250765 | Discontinued | Systems | SMARTCOMFORT TXT+ R410A HP | TEMPSTAR | TCH648GKA* |  | ENH4X60*24**+WALLCON | *8MV*1352422** | 46000 | 12.5 | 16 | 47000 | 9 | 29400 | 1 | HRCU-A-CB |  |  | 340 | 1053 | Yes
5250772 | Discontinued | Systems | SMARTCOMFORT TXT+ R410A HP | TEMPSTAR | TCH648GKA* |  | FCM4X48****+WALLCON |  | 46000 | 12.5 | 16 | 46500 | 9 | 29400 | 1 | HRCU-A-CB |  |  | 340 | 1053 | Yes
5250773 | Discontinued | Systems | SMARTCOMFORT TXT+ R410A HP | TEMPSTAR | TCH648GKA* |  | FCM4X60****+WALLCON |  | 46500 | 12.7 | 16.2 | 47000 | 9 | 29400 | 1 | HRCU-A-CB |  |  | 340 | 1053 | Yes
5250678 | Discontinued | Systems | SMARTCOMFORT TXT+ R410A HP | TEMPSTAR | TCH648GKA* |  | FVM4X48**** |  | 46500 | 12.5 | 16 | 46500 | 9 | 29400 | 1 | HRCU-A-CB | Yes |  | 344 | 1053 | Yes
5250706 | Discontinued | Systems | SMARTCOMFORT TXT+ R410A HP | TEMPSTAR | TCH648GKA* |  | FVM4X60**** |  | 47500 | 12.7 | 16.2 | 47000 | 9 | 29200 | 1 | HRCU-A-CB |  |  | 347 | 1053 | Yes
5488866 | Active | Systems | SMARTCOMFORT TXT+ R410A HP | TEMPSTAR | TCH648GKA2* |  | EA*4X60*21A* | MV16**21C* | 46500 | 12.5 | 16 | 47000 | 8.5 | 29400 | 1 | HRCU-A-CB |  |  | 344 | 1115 | Yes
5488867 | Active | Systems | SMARTCOMFORT TXT+ R410A HP | TEMPSTAR | TCH648GKA2* |  | EA*4X60*24A* | MV16**21C* | 46500 | 12.5 | 15.7 | 47000 | 8.5 | 29400 | 1 | HRCU-A-CB |  |  | 351 | 1115 | Yes
5488868 | Active | Systems | SMARTCOMFORT TXT+ R410A HP | TEMPSTAR | TCH648GKA2* |  | EA*4X60*24A* | MV20**24C* | 46000 | 12.5 | 16 | 46500 | 8.5 | 29200 | 1 | HRCU-A-CB |  |  | 340 | 1115 | Yes
5488727 | Active | Systems | SMARTCOMFORT TXT+ R410A HP | TEMPSTAR | TCH648GKA2* |  | EA*4X60*24A*+WALLCON | *8MV*1352422** | 46500 | 12.5 | 16 | 47000 | 8.5 | 29400 | 1 | HRCU-A-CB |  |  | 344 | 1115 | Yes
5488742 | Active | Systems | SMARTCOMFORT TXT+ R410A HP | TEMPSTAR | TCH648GKA2* |  | EHD4X48A**+WALLCON | *8MV*1352422** | 46000 | 12.5 | 15.7 | 47000 | 9 | 29400 | 1 | HRCU-A-CB |  |  | 347 | 1053 | Yes
5488698 | Active | Systems | SMARTCOMFORT TXT+ R410A HP | TEMPSTAR | TCH648GKA2* |  | EHD4X60A** | *8MX*1102120** | 47000 | 12.5 | 15.5 | 47000 | 9 | 29400 | 1 | HRCU-A-CB |  |  | 359 | 1053 | Yes
5488699 | Active | Systems | SMARTCOMFORT TXT+ R410A HP | TEMPSTAR | TCH648GKA2* |  | EHD4X60A** | *8MX*1352420** | 47000 | 12.5 | 15.7 | 47000 | 9 | 29600 | 1 | HRCU-A-CB |  |  | 354 | 1053 | Yes
5488860 | Active | Systems | SMARTCOMFORT TXT+ R410A HP | TEMPSTAR | TCH648GKA2* |  | EHD4X60A** | *9MV*0802120A** | 46000 | 12.5 | 15.7 | 46500 | 8.5 | 29200 | 1 | HRCU-A-CB |  |  | 347 | 1115 | Yes
5488861 | Active | Systems | SMARTCOMFORT TXT+ R410A HP | TEMPSTAR | TCH648GKA2* |  | EHD4X60A** | *9MV*1002120A** | 46000 | 12.5 | 15.7 | 46500 | 8.5 | 29200 | 1 | HRCU-A-CB |  |  | 347 | 1115 | Yes
5488862 | Active | Systems | SMARTCOMFORT TXT+ R410A HP | TEMPSTAR | TCH648GKA2* |  | EHD4X60A** | *9MV*1202422A** | 46500 | 12.5 | 15.7 | 46500 | 8.5 | 29200 | 1 | HRCU-A-CB |  |  | 351 | 1115 | Yes
5488879 | Active | Systems | SMARTCOMFORT TXT+ R410A HP | TEMPSTAR | TCH648GKA2* |  | EHD4X60A** | MV16**21C* | 46500 | 12.5 | 16 | 47000 | 8.8 | 29400 | 1 | HRCU-A-CB |  |  | 344 | 1077 | Yes
5488880 | Active | Systems | SMARTCOMFORT TXT+ R410A HP | TEMPSTAR | TCH648GKA2* |  | EHD4X60A** | MV20**24C* | 46500 | 12.5 | 16.2 | 46500 | 8.8 | 29200 | 1 | HRCU-A-CB |  |  | 340 | 1077 | Yes
5488743 | Active | Systems | SMARTCOMFORT TXT+ R410A HP | TEMPSTAR | TCH648GKA2* |  | EHD4X60A**+WALLCON | *8MV*0901716** | 46500 | 12.5 | 16 | 47000 | 9 | 29600 | 1 | HRCU-A-CB |  |  | 344 | 1053 | Yes
5488744 | Active | Systems | SMARTCOMFORT TXT+ R410A HP | TEMPSTAR | TCH648GKA2* |  | EHD4X60A**+WALLCON | *8MV*1102120** | 46500 | 12.5 | 16 | 47000 | 9 | 29600 | 1 | HRCU-A-CB |  |  | 344 | 1053 | Yes
5488745 | Active | Systems | SMARTCOMFORT TXT+ R410A HP | TEMPSTAR | TCH648GKA2* |  | EHD4X60A**+WALLCON | *8MV*1352422** | 46500 | 12.5 | 16.2 | 47000 | 9 | 29400 | 1 | HRCU-A-CB |  |  | 340 | 1053 | Yes
5488731 | Active | Systems | SMARTCOMFORT TXT+ R410A HP | TEMPSTAR | TCH648GKA2* |  | EN(A,D)4X48*24**+WALLCON | *8MV*1352422** | 45500 | 12.5 | 15.7 | 46500 | 8.5 | 29200 | 1 | HRCU-A-CB |  |  | 343 | 1115 | Yes
5488674 | Active | Systems | SMARTCOMFORT TXT+ R410A HP | TEMPSTAR | TCH648GKA2* |  | EN(A,D,W)4X60*24** | *8MX*1102120** | 46500 | 12.5 | 16 | 47000 | 9 | 29400 | 1 | HRCU-A-CB |  |  | 344 | 1053 | Yes
5488846 | Active | Systems | SMARTCOMFORT TXT+ R410A HP | TEMPSTAR | TCH648GKA2* |  | EN(A,D,W)4X60*24** | *9MV*0802120A** | 46000 | 12.5 | 15.5 | 46500 | 8.5 | 29200 | 1 | HRCU-A-CB |  |  | 351 | 1115 | Yes
5488847 | Active | Systems | SMARTCOMFORT TXT+ R410A HP | TEMPSTAR | TCH648GKA2* |  | EN(A,D,W)4X60*24** | *9MV*1002120A** | 46000 | 12.5 | 15.7 | 46000 | 8.5 | 29200 | 1 | HRCU-A-CB |  |  | 347 | 1115 | Yes
5488848 | Active | Systems | SMARTCOMFORT TXT+ R410A HP | TEMPSTAR | TCH648GKA2* |  | EN(A,D,W)4X60*24** | *9MV*1202422A** | 46000 | 12.5 | 15.7 | 46500 | 8.5 | 29200 | 1 | HRCU-A-CB |  |  | 347 | 1115 | Yes
5488872 | Active | Systems | SMARTCOMFORT TXT+ R410A HP | TEMPSTAR | TCH648GKA2* |  | EN(A,D,W)4X60*24** | MV16**21C* | 46500 | 12.5 | 16 | 47000 | 9 | 29400 | 1 | HRCU-A-CB |  |  | 344 | 1053 | Yes
5488873 | Active | Systems | SMARTCOMFORT TXT+ R410A HP | TEMPSTAR | TCH648GKA2* |  | EN(A,D,W)4X60*24** | MV20**24C* | 46000 | 12.5 | 16 | 46500 | 8.5 | 29200 | 1 | HRCU-A-CB |  |  | 340 | 1115 | Yes
5488732 | Active | Systems | SMARTCOMFORT TXT+ R410A HP | TEMPSTAR | TCH648GKA2* |  | EN(A,D,W)4X60*24**+WALLCON | *8MV*1102120** | 46500 | 12.5 | 16 | 47000 | 9 | 29400 | 1 | HRCU-A-CB |  |  | 344 | 1053 | Yes
5488733 | Active | Systems | SMARTCOMFORT TXT+ R410A HP | TEMPSTAR | TCH648GKA2* |  | EN(A,D,W)4X60*24**+WALLCON | *8MV*1352422** | 46500 | 12.5 | 16 | 47000 | 9 | 29400 | 1 | HRCU-A-CB |  |  | 344 | 1053 | Yes
5488804 | Active | Systems | SMARTCOMFORT TXT+ R410A HP | TEMPSTAR | TCH648GKA2* |  | EN(A,D,W)4X60*24**+WALLCON | *9MA*1002122A** | 46000 | 12.5 | 15.7 | 47000 | 9 | 29400 | 1 | HRCU-A-CB |  |  | 347 | 1053 | Yes
5488690 | Active | Systems | SMARTCOMFORT TXT+ R410A HP | TEMPSTAR | TCH648GKA2* |  | ENH4X60*24** | *8MX*1102120** | 46500 | 12.5 | 15.5 | 47000 | 9 | 29400 | 1 | HRCU-A-CB |  |  | 355 | 1053 | Yes
5488852 | Active | Systems | SMARTCOMFORT TXT+ R410A HP | TEMPSTAR | TCH648GKA2* |  | ENH4X60*24** | *9MV*0802120A** | 46000 | 12.5 | 15.5 | 46500 | 8.5 | 29200 | 1 | HRCU-A-CB |  |  | 351 | 1115 | Yes
5488853 | Active | Systems | SMARTCOMFORT TXT+ R410A HP | TEMPSTAR | TCH648GKA2* |  | ENH4X60*24** | *9MV*1002120A** | 46000 | 12.5 | 15.7 | 46000 | 8.5 | 29200 | 1 | HRCU-A-CB |  |  | 347 | 1115 | Yes
5488854 | Active | Systems | SMARTCOMFORT TXT+ R410A HP | TEMPSTAR | TCH648GKA2* |  | ENH4X60*24** | *9MV*1202422A** | 46000 | 12.5 | 15.7 | 46500 | 8.5 | 29200 | 1 | HRCU-A-CB |  |  | 347 | 1115 | Yes
5488875 | Active | Systems | SMARTCOMFORT TXT+ R410A HP | TEMPSTAR | TCH648GKA2* |  | ENH4X60*24** | MV16**21C* | 46500 | 12.5 | 16 | 47000 | 9 | 29400 | 1 | HRCU-A-CB |  |  | 344 | 1053 | Yes
5488876 | Active | Systems | SMARTCOMFORT TXT+ R410A HP | TEMPSTAR | TCH648GKA2* |  | ENH4X60*24** | MV20**24C* | 46000 | 12.5 | 16 | 46500 | 8.5 | 29200 | 1 | HRCU-A-CB |  |  | 340 | 1115 | Yes
5488737 | Active | Systems | SMARTCOMFORT TXT+ R410A HP | TEMPSTAR | TCH648GKA2* |  | ENH4X60*24**+WALLCON | *8MV*0901716** | 46000 | 12.5 | 15.7 | 47000 | 9 | 29600 | 1 | HRCU-A-CB |  |  | 347 | 1053 | Yes
5488738 | Active | Systems | SMARTCOMFORT TXT+ R410A HP | TEMPSTAR | TCH648GKA2* |  | ENH4X60*24**+WALLCON | *8MV*1102120** | 46500 | 12.5 | 16 | 47000 | 9 | 29400 | 1 | HRCU-A-CB |  |  | 344 | 1053 | Yes
5488739 | Active | Systems | SMARTCOMFORT TXT+ R410A HP | TEMPSTAR | TCH648GKA2* |  | ENH4X60*24**+WALLCON | *8MV*1352422** | 46500 | 12.5 | 16 | 47000 | 9 | 29400 | 1 | HRCU-A-CB |  |  | 344 | 1053 | Yes
5488746 | Active | Systems | SMARTCOMFORT TXT+ R410A HP | TEMPSTAR | TCH648GKA2* |  | FCM4X48****+WALLCON |  | 46000 | 12.5 | 16 | 46500 | 9 | 29400 | 1 | HRCU-A-CB |  |  | 340 | 1053 | Yes
5488747 | Active | Systems | SMARTCOMFORT TXT+ R410A HP | TEMPSTAR | TCH648GKA2* |  | FCM4X60****+WALLCON |  | 47000 | 12.7 | 16.2 | 47000 | 9 | 29200 | 1 | HRCU-A-CB |  |  | 344 | 1053 | Yes
5488660 | Active | Systems | SMARTCOMFORT TXT+ R410A HP | TEMPSTAR | TCH648GKA2* |  | FVM4X48**** |  | 47000 | 12.5 | 16 | 46500 | 9 | 29200 | 1 | HRCU-A-CB | Yes |  | 348 | 1053 | Yes
5488687 | Active | Systems | SMARTCOMFORT TXT+ R410A HP | TEMPSTAR | TCH648GKA2* |  | FVM4X60**** |  | 47500 | 12.7 | 16.5 | 47000 | 9 | 29200 | 1 | HRCU-A-CB |  |  | 341 | 1053 | Yes
5251542 | Discontinued | Systems | SMARTCOMFORT TXT+ R410A HP | TEMPSTAR | TCH660GKA |  | EHD4X60A**+WALLCON | *8MV*1352422** | 55000 | 12.5 | 15.5 | 57500 | 9 | 36800 | 1 | HRCU-A-CB |  |  | 420 | 1264 | Yes
5251543 | Discontinued | Systems | SMARTCOMFORT TXT+ R410A HP | TEMPSTAR | TCH660GKA |  | FCM4X60****+WALLCON |  | 55500 | 12.5 | 15.7 | 57500 | 9 | 36600 | 1 | HRCU-A-CB |  |  | 419 | 1264 | Yes
5251515 | Discontinued | Systems | SMARTCOMFORT TXT+ R410A HP | TEMPSTAR | TCH660GKA |  | FVM4X60**** |  | 56500 | 12.5 | 15.7 | 57000 | 9 | 36600 | 1 | HRCU-A-CB | Yes |  | 426 | 1264 | Yes
5489493 | Active | Systems | SMARTCOMFORT TXT+ R410A HP | TEMPSTAR | TCH660GKA2* |  | EHD4X60A**+WALLCON | *8MV*1352422** | 55000 | 12.5 | 15.7 | 57500 | 9 | 36400 | 1 | HRCU-A-CB |  |  | 415 | 1264 | Yes
5489489 | Active | Systems | SMARTCOMFORT TXT+ R410A HP | TEMPSTAR | TCH660GKA2* |  | EN(A,D,W)4X60*24**+WALLCON | *8MV*1352422** | 55000 | 12.5 | 15.5 | 57000 | 8.5 | 36400 | 1 | HRCU-A-CB |  |  | 420 | 1339 | Yes
5489491 | Active | Systems | SMARTCOMFORT TXT+ R410A HP | TEMPSTAR | TCH660GKA2* |  | ENH4X60*24**+WALLCON | *8MV*1352422** | 55000 | 12.5 | 15.5 | 57000 | 8.5 | 36400 | 1 | HRCU-A-CB |  |  | 420 | 1339 | Yes
5489494 | Active | Systems | SMARTCOMFORT TXT+ R410A HP | TEMPSTAR | TCH660GKA2* |  | FCM4X60****+WALLCON |  | 55500 | 12.7 | 16 | 57500 | 9 | 36000 | 1 | HRCU-A-CB |  |  | 411 | 1264 | Yes
5489469 | Active | Systems | SMARTCOMFORT TXT+ R410A HP | TEMPSTAR | TCH660GKA2* |  | FVM4X60**** |  | 56500 | 12.5 | 16 | 57000 | 9 | 36000 | 1 | HRCU-A-CB | Yes |  | 418 | 1264 | Yes
5253600 | Discontinued | Systems | SMARTCOMFORT TXT+ R410A HP | TEMPSTAR | TCH924GKA* |  | EA*4X24*14A* | *8MX*0451408** | 23800 | 12.7 | 16.7 | 25200 | 9 | 15100 | 1 | HRCU-A-CB |  |  | 169 | 527 | Yes
5427775 | Discontinued | Systems | SMARTCOMFORT TXT+ R410A HP | TEMPSTAR | TCH924GKA* |  | EA*4X24*14A* | MV08**14C* | 23800 | 13 | 17 | 24400 | 9 | 14900 | 1 | HRCU-A-CB |  |  | 166 | 527 | Yes
5253458 | Discontinued | Systems | SMARTCOMFORT TXT+ R410A HP | TEMPSTAR | TCH924GKA* |  | EA*4X24*14A*+WALLCON | *8MV*0701412** | 24400 | 13 | 17 | 25400 | 9.5 | 15200 | 1 | HRCU-A-CB |  |  | 170 | 499 | Yes
5253601 | Discontinued | Systems | SMARTCOMFORT TXT+ R410A HP | TEMPSTAR | TCH924GKA* |  | EA*4X24*17A* | *8MX*0451408** | 24000 | 12.7 | 16.7 | 25200 | 9 | 15100 | 1 | HRCU-A-CB |  |  | 170 | 527 | Yes
5253679 | Discontinued | Systems | SMARTCOMFORT TXT+ R410A HP | TEMPSTAR | TCH924GKA* |  | EA*4X24*17A* | *9MV*0601714A** | 24200 | 12.7 | 16.7 | 25400 | 9 | 15300 | 1 | HRCU-A-CB |  |  | 172 | 527 | Yes
5253680 | Discontinued | Systems | SMARTCOMFORT TXT+ R410A HP | TEMPSTAR | TCH924GKA* |  | EA*4X24*17A* | *9MV*0801716A** | 24400 | 13 | 17 | 25400 | 9 | 15200 | 1 | HRCU-A-CB |  |  | 170 | 527 | Yes
5253571 | Discontinued | Systems | SMARTCOMFORT TXT+ R410A HP | TEMPSTAR | TCH924GKA* |  | EA*4X24*17A* | *9MX*0601714A** | 24800 | 12.7 | 16.7 | 26000 | 9 | 15600 | 1 | HRCU-A-CB |  |  | 176 | 527 | Yes
5427776 | Discontinued | Systems | SMARTCOMFORT TXT+ R410A HP | TEMPSTAR | TCH924GKA* |  | EA*4X24*17A* | MV08**14C* | 23800 | 13 | 17 | 24400 | 9 | 14800 | 1 | HRCU-A-CB |  |  | 166 | 527 | Yes
5427777 | Discontinued | Systems | SMARTCOMFORT TXT+ R410A HP | TEMPSTAR | TCH924GKA* |  | EA*4X24*17A* | MV12**17C* | 24000 | 13.2 | 17.2 | 25000 | 9 | 14900 | 1 | HRCU-A-CB |  |  | 165 | 527 | Yes
5253617 | Discontinued | Systems | SMARTCOMFORT TXT+ R410A HP | TEMPSTAR | TCH924GKA* |  | EA*4X24*17A* | NOMV106D12* | 24400 | 12.7 | 16.7 | 25600 | 9 | 15300 | 1 | HRCU-A-CB |  |  | 173 | 527 | Yes
5690282 | Active | Systems | SMARTCOMFORT TXT+ R410A HP | TEMPSTAR | TCH924GKA* |  | EA*4X24*17A* | OLV098A12* | 24000 | 12.7 | 16.2 | 25200 | 8.5 | 15100 | 1 | HRCU-A-CB |  |  | 175 | 558 | Yes
5690171 | Active | Systems | SMARTCOMFORT TXT+ R410A HP | TEMPSTAR | TCH924GKA* |  | EA*4X24*17A* | OMV098J12* | 24000 | 12.7 | 16.7 | 25200 | 9 | 15100 | 1 | HRCU-A-CB |  |  | 170 | 527 | Yes
5253633 | Discontinued | Systems | SMARTCOMFORT TXT+ R410A HP | TEMPSTAR | TCH924GKA* |  | EA*4X24*17A* | OMV112K14A | 23800 | 13 | 17 | 25000 | 9 | 14900 | 1 | HRCU-A-CB |  |  | 166 | 527 | Yes
5253461 | Discontinued | Systems | SMARTCOMFORT TXT+ R410A HP | TEMPSTAR | TCH924GKA* |  | EA*4X24*17A*+WALLCON | *8MV*0701412** | 24400 | 13.2 | 17.2 | 25400 | 9.5 | 15200 | 1 | HRCU-A-CB |  |  | 168 | 499 | Yes
5253462 | Discontinued | Systems | SMARTCOMFORT TXT+ R410A HP | TEMPSTAR | TCH924GKA* |  | EA*4X24*17A*+WALLCON | *8MV*0901716** | 24600 | 13.2 | 17.5 | 25400 | 9.5 | 15100 | 1 | HRCU-A-CB |  |  | 166 | 499 | Yes
5253459 | Discontinued | Systems | SMARTCOMFORT TXT+ R410A HP | TEMPSTAR | TCH924GKA* |  | EA*4X24*17A*+WALLCON | *9MA*0601714A** | 24400 | 12.7 | 16.5 | 25600 | 9 | 15300 | 1 | HRCU-A-CB |  |  | 175 | 527 | Yes
5253460 | Discontinued | Systems | SMARTCOMFORT TXT+ R410A HP | TEMPSTAR | TCH924GKA* |  | EA*4X24*17A*+WALLCON | *9MA*0801714A** | 24400 | 13 | 16.7 | 25600 | 9.5 | 15300 | 1 | HRCU-A-CB |  |  | 173 | 499 | Yes
5253602 | Discontinued | Systems | SMARTCOMFORT TXT+ R410A HP | TEMPSTAR | TCH924GKA* |  | EA*4X30*14A* | *8MX*0451408** | 24000 | 12.7 | 16.7 | 25200 | 9 | 15100 | 1 | HRCU-A-CB |  |  | 170 | 527 | Yes
5427778 | Discontinued | Systems | SMARTCOMFORT TXT+ R410A HP | TEMPSTAR | TCH924GKA* |  | EA*4X30*14A* | MV08**14C* | 23800 | 13 | 17 | 24400 | 9 | 14900 | 1 | HRCU-A-CB |  |  | 166 | 527 | Yes
5253463 | Discontinued | Systems | SMARTCOMFORT TXT+ R410A HP | TEMPSTAR | TCH924GKA* |  | EA*4X30*14A*+WALLCON | *8MV*0701412** | 24600 | 13.2 | 17.2 | 25600 | 9.5 | 15200 | 1 | HRCU-A-CB |  |  | 169 | 499 | Yes
5253603 | Discontinued | Systems | SMARTCOMFORT TXT+ R410A HP | TEMPSTAR | TCH924GKA* |  | EA*4X30*17A* | *8MX*0451408** | 24000 | 13 | 16.7 | 25200 | 9 | 15100 | 1 | HRCU-A-CB |  |  | 170 | 527 | Yes
5253683 | Discontinued | Systems | SMARTCOMFORT TXT+ R410A HP | TEMPSTAR | TCH924GKA* |  | EA*4X30*17A* | *9MV*0601714A** | 24400 | 12.7 | 16.7 | 25600 | 9 | 15300 | 1 | HRCU-A-CB |  |  | 173 | 527 | Yes
5253684 | Discontinued | Systems | SMARTCOMFORT TXT+ R410A HP | TEMPSTAR | TCH924GKA* |  | EA*4X30*17A* | *9MV*0801716A** | 24400 | 13 | 17 | 25600 | 9.5 | 15300 | 1 | HRCU-A-CB |  |  | 170 | 499 | Yes
5253574 | Discontinued | Systems | SMARTCOMFORT TXT+ R410A HP | TEMPSTAR | TCH924GKA* |  | EA*4X30*17A* | *9MX*0601714A** | 24800 | 12.7 | 17 | 26200 | 9.5 | 15700 | 1 | HRCU-A-CB |  |  | 173 | 499 | Yes
5427779 | Discontinued | Systems | SMARTCOMFORT TXT+ R410A HP | TEMPSTAR | TCH924GKA* |  | EA*4X30*17A* | MV08**14C* | 23800 | 13 | 17 | 24400 | 9 | 14900 | 1 | HRCU-A-CB |  |  | 166 | 527 | Yes
5427780 | Discontinued | Systems | SMARTCOMFORT TXT+ R410A HP | TEMPSTAR | TCH924GKA* |  | EA*4X30*17A* | MV12**17C* | 24000 | 13.2 | 17.2 | 25000 | 9 | 14900 | 1 | HRCU-A-CB |  |  | 165 | 527 | Yes
5253618 | Discontinued | Systems | SMARTCOMFORT TXT+ R410A HP | TEMPSTAR | TCH924GKA* |  | EA*4X30*17A* | NOMV106D12* | 24400 | 13 | 16.7 | 25600 | 9 | 15300 | 1 | HRCU-A-CB |  |  | 173 | 527 | Yes
5690288 | Active | Systems | SMARTCOMFORT TXT+ R410A HP | TEMPSTAR | TCH924GKA* |  | EA*4X30*17A* | OLV098A12* | 24000 | 12.7 | 16.2 | 25200 | 8.5 | 15100 | 1 | HRCU-A-CB |  |  | 175 | 558 | Yes
5690179 | Active | Systems | SMARTCOMFORT TXT+ R410A HP | TEMPSTAR | TCH924GKA* |  | EA*4X30*17A* | OMV098J12* | 24000 | 12.7 | 16.7 | 25200 | 9 | 15100 | 1 | HRCU-A-CB |  |  | 170 | 527 | Yes
5253635 | Discontinued | Systems | SMARTCOMFORT TXT+ R410A HP | TEMPSTAR | TCH924GKA* |  | EA*4X30*17A* | OMV112K14A | 23800 | 13 | 17.2 | 25000 | 9 | 14900 | 1 | HRCU-A-CB |  |  | 164 | 527 | Yes
5253466 | Discontinued | Systems | SMARTCOMFORT TXT+ R410A HP | TEMPSTAR | TCH924GKA* |  | EA*4X30*17A*+WALLCON | *8MV*0701412** | 24600 | 13.2 | 17.2 | 25400 | 9.5 | 15200 | 1 | HRCU-A-CB |  |  | 169 | 499 | Yes
5253467 | Discontinued | Systems | SMARTCOMFORT TXT+ R410A HP | TEMPSTAR | TCH924GKA* |  | EA*4X30*17A*+WALLCON | *8MV*0901716** | 24600 | 13.2 | 17.5 | 25400 | 9.5 | 15200 | 1 | HRCU-A-CB |  |  | 166 | 499 | Yes
5253464 | Discontinued | Systems | SMARTCOMFORT TXT+ R410A HP | TEMPSTAR | TCH924GKA* |  | EA*4X30*17A*+WALLCON | *9MA*0601714A** | 24400 | 13 | 16.5 | 25600 | 9.5 | 15300 | 1 | HRCU-A-CB |  |  | 175 | 499 | Yes
5253465 | Discontinued | Systems | SMARTCOMFORT TXT+ R410A HP | TEMPSTAR | TCH924GKA* |  | EA*4X30*17A*+WALLCON | *9MA*0801714A** | 24400 | 13 | 17 | 25600 | 9.5 | 15300 | 1 | HRCU-A-CB |  |  | 170 | 499 | Yes
5253604 | Discontinued | Systems | SMARTCOMFORT TXT+ R410A HP | TEMPSTAR | TCH924GKA* |  | EA*4X36*14A* | *8MX*0451408** | 24000 | 12.7 | 16.7 | 25200 | 9 | 15100 | 1 | HRCU-A-CB |  |  | 170 | 527 | Yes
5427781 | Discontinued | Systems | SMARTCOMFORT TXT+ R410A HP | TEMPSTAR | TCH924GKA* |  | EA*4X36*14A* | MV08**14C* | 23800 | 13 | 17 | 25000 | 9 | 14900 | 1 | HRCU-A-CB |  |  | 166 | 527 | Yes
5253468 | Discontinued | Systems | SMARTCOMFORT TXT+ R410A HP | TEMPSTAR | TCH924GKA* |  | EA*4X36*14A*+WALLCON | *8MV*0701412** | 24600 | 13.2 | 17.2 | 25600 | 9.5 | 15200 | 1 | HRCU-A-CB |  |  | 169 | 499 | Yes
5253605 | Discontinued | Systems | SMARTCOMFORT TXT+ R410A HP | TEMPSTAR | TCH924GKA* |  | EA*4X36*17A* | *8MX*0451408** | 24200 | 13 | 16.7 | 25400 | 9 | 15200 | 1 | HRCU-A-CB |  |  | 172 | 527 | Yes
5253687 | Discontinued | Systems | SMARTCOMFORT TXT+ R410A HP | TEMPSTAR | TCH924GKA* |  | EA*4X36*17A* | *9MV*0601714A** | 24400 | 13 | 16.7 | 25600 | 9 | 15300 | 1 | HRCU-A-CB |  |  | 173 | 527 | Yes
5253688 | Discontinued | Systems | SMARTCOMFORT TXT+ R410A HP | TEMPSTAR | TCH924GKA* |  | EA*4X36*17A* | *9MV*0801716A** | 24600 | 13 | 17 | 25600 | 9.5 | 15300 | 1 | HRCU-A-CB |  |  | 171 | 499 | Yes
5253577 | Discontinued | Systems | SMARTCOMFORT TXT+ R410A HP | TEMPSTAR | TCH924GKA* |  | EA*4X36*17A* | *9MX*0601714A** | 25000 | 12.7 | 17 | 26200 | 9.5 | 15700 | 1 | HRCU-A-CB |  |  | 174 | 499 | Yes
5427782 | Discontinued | Systems | SMARTCOMFORT TXT+ R410A HP | TEMPSTAR | TCH924GKA* |  | EA*4X36*17A* | MV08**14C* | 23800 | 13.2 | 17.2 | 24400 | 9 | 14900 | 1 | HRCU-A-CB |  |  | 164 | 527 | Yes
5427783 | Discontinued | Systems | SMARTCOMFORT TXT+ R410A HP | TEMPSTAR | TCH924GKA* |  | EA*4X36*17A* | MV12**17C* | 24000 | 13.2 | 17.2 | 25000 | 9 | 14900 | 1 | HRCU-A-CB |  |  | 165 | 527 | Yes
5253619 | Discontinued | Systems | SMARTCOMFORT TXT+ R410A HP | TEMPSTAR | TCH924GKA* |  | EA*4X36*17A* | NOMV106D12* | 24600 | 13 | 16.7 | 25600 | 9 | 15300 | 1 | HRCU-A-CB |  |  | 174 | 527 | Yes
5690296 | Active | Systems | SMARTCOMFORT TXT+ R410A HP | TEMPSTAR | TCH924GKA* |  | EA*4X36*17A* | OLV098A12* | 24000 | 13 | 16.5 | 25200 | 8.5 | 15100 | 1 | HRCU-A-CB |  |  | 172 | 558 | Yes
5690191 | Active | Systems | SMARTCOMFORT TXT+ R410A HP | TEMPSTAR | TCH924GKA* |  | EA*4X36*17A* | OMV098J12* | 24000 | 12.7 | 17 | 25200 | 9 | 15100 | 1 | HRCU-A-CB |  |  | 167 | 527 | Yes
5253637 | Discontinued | Systems | SMARTCOMFORT TXT+ R410A HP | TEMPSTAR | TCH924GKA* |  | EA*4X36*17A* | OMV112K14A | 24000 | 13 | 17.2 | 25000 | 9 | 14900 | 1 | HRCU-A-CB |  |  | 165 | 527 | Yes
5253471 | Discontinued | Systems | SMARTCOMFORT TXT+ R410A HP | TEMPSTAR | TCH924GKA* |  | EA*4X36*17A*+WALLCON | *8MV*0701412** | 24600 | 13.2 | 17.2 | 25600 | 9.5 | 15200 | 1 | HRCU-A-CB |  |  | 169 | 499 | Yes
5253472 | Discontinued | Systems | SMARTCOMFORT TXT+ R410A HP | TEMPSTAR | TCH924GKA* |  | EA*4X36*17A*+WALLCON | *8MV*0901716** | 24600 | 13.5 | 17.7 | 25400 | 9.5 | 15200 | 1 | HRCU-A-CB |  |  | 165 | 499 | Yes
5253469 | Discontinued | Systems | SMARTCOMFORT TXT+ R410A HP | TEMPSTAR | TCH924GKA* |  | EA*4X36*17A*+WALLCON | *9MA*0601714A** | 24400 | 13 | 16.7 | 25600 | 9.5 | 15300 | 1 | HRCU-A-CB |  |  | 173 | 499 | Yes
5253470 | Discontinued | Systems | SMARTCOMFORT TXT+ R410A HP | TEMPSTAR | TCH924GKA* |  | EA*4X36*17A*+WALLCON | *9MA*0801714A** | 24600 | 13 | 17 | 25600 | 9.5 | 15300 | 1 | HRCU-A-CB |  |  | 171 | 499 | Yes
5253689 | Discontinued | Systems | SMARTCOMFORT TXT+ R410A HP | TEMPSTAR | TCH924GKA* |  | EA*4X36*21A* | *9MV*0601714A** | 24600 | 13 | 17 | 25600 | 9.5 | 15300 | 1 | HRCU-A-CB |  |  | 171 | 499 | Yes
5253690 | Discontinued | Systems | SMARTCOMFORT TXT+ R410A HP | TEMPSTAR | TCH924GKA* |  | EA*4X36*21A* | *9MV*0801716A** | 24600 | 13.2 | 17.2 | 25600 | 9.5 | 15300 | 1 | HRCU-A-CB |  |  | 169 | 499 | Yes
5253691 | Discontinued | Systems | SMARTCOMFORT TXT+ R410A HP | TEMPSTAR | TCH924GKA* |  | EA*4X36*21A* | *9MV*0802120A** | 24600 | 13.2 | 17.2 | 25400 | 9.5 | 15200 | 1 | HRCU-A-CB |  |  | 169 | 499 | Yes
5253692 | Discontinued | Systems | SMARTCOMFORT TXT+ R410A HP | TEMPSTAR | TCH924GKA* |  | EA*4X36*21A* | *9MV*1002120A** | 24800 | 13.5 | 17.5 | 25600 | 10 | 15300 | 1 | HRCU-A-CB |  |  | 168 | 474 | Yes
5427784 | Discontinued | Systems | SMARTCOMFORT TXT+ R410A HP | TEMPSTAR | TCH924GKA* |  | EA*4X36*21A* | MV12**17C* | 24000 | 13.2 | 17.2 | 25000 | 9 | 14900 | 1 | HRCU-A-CB |  |  | 165 | 527 | Yes
5253620 | Discontinued | Systems | SMARTCOMFORT TXT+ R410A HP | TEMPSTAR | TCH924GKA* |  | EA*4X36*21A* | NOMV106D12* | 24600 | 13 | 16.7 | 25600 | 9 | 15200 | 1 | HRCU-A-CB |  |  | 174 | 527 | Yes
5690300 | Active | Systems | SMARTCOMFORT TXT+ R410A HP | TEMPSTAR | TCH924GKA* |  | EA*4X36*21A* | OLV098A12* | 24000 | 13 | 16.5 | 25200 | 8.5 | 15100 | 1 | HRCU-A-CB |  |  | 172 | 558 | Yes
5690195 | Active | Systems | SMARTCOMFORT TXT+ R410A HP | TEMPSTAR | TCH924GKA* |  | EA*4X36*21A* | OMV098J12* | 24000 | 13 | 17 | 25200 | 9 | 15100 | 1 | HRCU-A-CB |  |  | 167 | 527 | Yes
5253639 | Discontinued | Systems | SMARTCOMFORT TXT+ R410A HP | TEMPSTAR | TCH924GKA* |  | EA*4X36*21A* | OMV112K14A | 24000 | 13.2 | 17.2 | 25000 | 9 | 14900 | 1 | HRCU-A-CB |  |  | 165 | 527 | Yes
5253478 | Discontinued | Systems | SMARTCOMFORT TXT+ R410A HP | TEMPSTAR | TCH924GKA* |  | EA*4X36*21A*+WALLCON | *8MV*0901716** | 24600 | 13.5 | 17.7 | 25400 | 9.5 | 15100 | 1 | HRCU-A-CB |  |  | 165 | 499 | Yes
5253479 | Discontinued | Systems | SMARTCOMFORT TXT+ R410A HP | TEMPSTAR | TCH924GKA* |  | EA*4X36*21A*+WALLCON | *8MV*1102120** | 24600 | 13.5 | 17.7 | 25400 | 10 | 15200 | 1 | HRCU-A-CB |  |  | 165 | 474 | Yes
5253473 | Discontinued | Systems | SMARTCOMFORT TXT+ R410A HP | TEMPSTAR | TCH924GKA* |  | EA*4X36*21A*+WALLCON | *9MA*0601714A** | 24600 | 13 | 16.7 | 25600 | 9.5 | 15300 | 1 | HRCU-A-CB |  |  | 174 | 499 | Yes
5253475 | Discontinued | Systems | SMARTCOMFORT TXT+ R410A HP | TEMPSTAR | TCH924GKA* |  | EA*4X36*21A*+WALLCON | *9MA*0602120A** | 24600 | 13.2 | 17 | 25600 | 9.5 | 15300 | 1 | HRCU-A-CB |  |  | 171 | 499 | Yes
5253474 | Discontinued | Systems | SMARTCOMFORT TXT+ R410A HP | TEMPSTAR | TCH924GKA* |  | EA*4X36*21A*+WALLCON | *9MA*0801714A** | 24600 | 13.2 | 17 | 25600 | 9.5 | 15300 | 1 | HRCU-A-CB |  |  | 171 | 499 | Yes
5253476 | Discontinued | Systems | SMARTCOMFORT TXT+ R410A HP | TEMPSTAR | TCH924GKA* |  | EA*4X36*21A*+WALLCON | *9MA*0802120A** | 24600 | 13.2 | 17.2 | 25600 | 9.5 | 15200 | 1 | HRCU-A-CB |  |  | 169 | 499 | Yes
5253477 | Discontinued | Systems | SMARTCOMFORT TXT+ R410A HP | TEMPSTAR | TCH924GKA* |  | EA*4X36*21A*+WALLCON | *9MA*1002122A** | 24600 | 13.2 | 17.5 | 25400 | 9.5 | 15200 | 1 | HRCU-A-CB |  |  | 166 | 499 | Yes
5253693 | Discontinued | Systems | SMARTCOMFORT TXT+ R410A HP | TEMPSTAR | TCH924GKA* |  | ED*4X36F** | *9MV*0601714A** | 24400 | 13 | 16.7 | 25200 | 9.5 | 15300 | 1 | HRCU-A-CB |  |  | 173 | 499 | Yes
5253694 | Discontinued | Systems | SMARTCOMFORT TXT+ R410A HP | TEMPSTAR | TCH924GKA* |  | ED*4X36F** | *9MV*0801716A** | 24600 | 13 | 17 | 25200 | 9.5 | 15300 | 1 | HRCU-A-CB |  |  | 171 | 499 | Yes
5253578 | Discontinued | Systems | SMARTCOMFORT TXT+ R410A HP | TEMPSTAR | TCH924GKA* |  | ED*4X36F** | *9MX*0601714A** | 25000 | 12.7 | 17 | 25800 | 9.5 | 15700 | 1 | HRCU-A-CB |  |  | 174 | 499 | Yes
5253621 | Discontinued | Systems | SMARTCOMFORT TXT+ R410A HP | TEMPSTAR | TCH924GKA* |  | ED*4X36F** | NOMV106D12* | 24600 | 13 | 16.7 | 25200 | 9 | 15300 | 1 | HRCU-A-CB |  |  | 174 | 527 | Yes
5690310 | Active | Systems | SMARTCOMFORT TXT+ R410A HP | TEMPSTAR | TCH924GKA* |  | ED*4X36F** | OLV098A12* | 24000 | 13 | 16.5 | 24800 | 8.5 | 15100 | 1 | HRCU-A-CB |  |  | 172 | 558 | Yes
5690202 | Active | Systems | SMARTCOMFORT TXT+ R410A HP | TEMPSTAR | TCH924GKA* |  | ED*4X36F** | OMV098J12* | 24000 | 12.7 | 17 | 24800 | 9 | 15100 | 1 | HRCU-A-CB |  |  | 167 | 527 | Yes
5253641 | Discontinued | Systems | SMARTCOMFORT TXT+ R410A HP | TEMPSTAR | TCH924GKA* |  | ED*4X36F** | OMV112K14A | 24000 | 13 | 17.2 | 24600 | 9.2 | 14900 | 1 | HRCU-A-CB |  |  | 165 | 515 | Yes
5253482 | Discontinued | Systems | SMARTCOMFORT TXT+ R410A HP | TEMPSTAR | TCH924GKA* |  | ED*4X36F**+WALLCON | *8MV*0901716** | 24600 | 13.5 | 17.7 | 25000 | 9.7 | 15200 | 1 | HRCU-A-CB |  |  | 165 | 489 | Yes
5253480 | Discontinued | Systems | SMARTCOMFORT TXT+ R410A HP | TEMPSTAR | TCH924GKA* |  | ED*4X36F**+WALLCON | *9MA*0601714A** | 24400 | 13 | 16.7 | 25200 | 9.5 | 15300 | 1 | HRCU-A-CB |  |  | 173 | 499 | Yes
5253481 | Discontinued | Systems | SMARTCOMFORT TXT+ R410A HP | TEMPSTAR | TCH924GKA* |  | ED*4X36F**+WALLCON | *9MA*0801714A** | 24600 | 13 | 17 | 25200 | 9.5 | 15300 | 1 | HRCU-A-CB |  |  | 171 | 499 | Yes
5253614 | Discontinued | Systems | SMARTCOMFORT TXT+ R410A HP | TEMPSTAR | TCH924GKA* |  | EHD4X24A** | *8MX*0451408** | 23800 | 12.7 | 16.5 | 25200 | 9 | 15100 | 1 | HRCU-A-CB |  |  | 171 | 527 | Yes
5253720 | Discontinued | Systems | SMARTCOMFORT TXT+ R410A HP | TEMPSTAR | TCH924GKA* |  | EHD4X24A** | *9MV*0601714A** | 24400 | 12.7 | 16.5 | 26000 | 9 | 15500 | 1 | HRCU-A-CB |  |  | 175 | 527 | Yes
5253721 | Discontinued | Systems | SMARTCOMFORT TXT+ R410A HP | TEMPSTAR | TCH924GKA* |  | EHD4X24A** | *9MV*0801716A** | 24200 | 12.7 | 16.7 | 25600 | 9 | 15300 | 1 | HRCU-A-CB |  |  | 172 | 527 | Yes
5253722 | Discontinued | Systems | SMARTCOMFORT TXT+ R410A HP | TEMPSTAR | TCH924GKA* |  | EHD4X24A** | *9MV*0802120A** | 24600 | 13 | 17 | 25800 | 9 | 15400 | 1 | HRCU-A-CB |  |  | 171 | 527 | Yes
5253723 | Discontinued | Systems | SMARTCOMFORT TXT+ R410A HP | TEMPSTAR | TCH924GKA* |  | EHD4X24A** | *9MV*1002120A** | 24400 | 13 | 17 | 25600 | 9 | 15200 | 1 | HRCU-A-CB |  |  | 170 | 527 | Yes
5253724 | Discontinued | Systems | SMARTCOMFORT TXT+ R410A HP | TEMPSTAR | TCH924GKA* |  | EHD4X24A** | *9MV*1202422A** | 24200 | 13 | 17 | 25400 | 9 | 15200 | 1 | HRCU-A-CB |  |  | 169 | 527 | Yes
5253595 | Discontinued | Systems | SMARTCOMFORT TXT+ R410A HP | TEMPSTAR | TCH924GKA* |  | EHD4X24A** | *9MX*0601714A** | 24600 | 12.7 | 16.7 | 26200 | 9.2 | 15600 | 1 | HRCU-A-CB |  |  | 174 | 515 | Yes
5427800 | Discontinued | Systems | SMARTCOMFORT TXT+ R410A HP | TEMPSTAR | TCH924GKA* |  | EHD4X24A** | MV08**14C* | 23800 | 13 | 17 | 25000 | 9 | 14900 | 1 | HRCU-A-CB |  |  | 166 | 527 | Yes
5427801 | Discontinued | Systems | SMARTCOMFORT TXT+ R410A HP | TEMPSTAR | TCH924GKA* |  | EHD4X24A** | MV12**17C* | 24000 | 13 | 17 | 25200 | 9 | 15000 | 1 | HRCU-A-CB |  |  | 167 | 527 | Yes
5253629 | Discontinued | Systems | SMARTCOMFORT TXT+ R410A HP | TEMPSTAR | TCH924GKA* |  | EHD4X24A** | NOMV106D12* | 24400 | 12.7 | 16.5 | 25800 | 9 | 15400 | 1 | HRCU-A-CB |  |  | 175 | 527 | Yes
5690365 | Active | Systems | SMARTCOMFORT TXT+ R410A HP | TEMPSTAR | TCH924GKA* |  | EHD4X24A** | OLV098A12* | 24000 | 12.5 | 16 | 25400 | 8.5 | 15200 | 1 | HRCU-A-CB |  |  | 178 | 558 | Yes
5690256 | Active | Systems | SMARTCOMFORT TXT+ R410A HP | TEMPSTAR | TCH924GKA* |  | EHD4X24A** | OMV098J12* | 24000 | 12.5 | 16.5 | 25400 | 9 | 15200 | 1 | HRCU-A-CB |  |  | 172 | 527 | Yes
5253657 | Discontinued | Systems | SMARTCOMFORT TXT+ R410A HP | TEMPSTAR | TCH924GKA* |  | EHD4X24A** | OMV112K14A | 23800 | 12.7 | 16.7 | 25200 | 9 | 15000 | 1 | HRCU-A-CB |  |  | 169 | 527 | Yes
5253522 | Discontinued | Systems | SMARTCOMFORT TXT+ R410A HP | TEMPSTAR | TCH924GKA* |  | EHD4X24A**+WALLCON | *8MV*0701412** | 24600 | 13 | 17 | 25800 | 9.5 | 15300 | 1 | HRCU-A-CB |  |  | 171 | 499 | Yes
5253523 | Discontinued | Systems | SMARTCOMFORT TXT+ R410A HP | TEMPSTAR | TCH924GKA* |  | EHD4X24A**+WALLCON | *8MV*0901716** | 24600 | 13.2 | 17.2 | 25600 | 9.5 | 15300 | 1 | HRCU-A-CB |  |  | 169 | 499 | Yes
5253524 | Discontinued | Systems | SMARTCOMFORT TXT+ R410A HP | TEMPSTAR | TCH924GKA* |  | EHD4X24A**+WALLCON | *8MV*1102120** | 24600 | 13 | 17 | 25800 | 9.5 | 15300 | 1 | HRCU-A-CB |  |  | 171 | 499 | Yes
5253525 | Discontinued | Systems | SMARTCOMFORT TXT+ R410A HP | TEMPSTAR | TCH924GKA* |  | EHD4X24A**+WALLCON | *8MV*1352422** | 24600 | 13.2 | 17 | 25600 | 9.5 | 15300 | 1 | HRCU-A-CB |  |  | 171 | 499 | Yes
5253516 | Discontinued | Systems | SMARTCOMFORT TXT+ R410A HP | TEMPSTAR | TCH924GKA* |  | EHD4X24A**+WALLCON | *9MA*0601714A** | 24400 | 12.7 | 16.2 | 25800 | 9 | 15500 | 1 | HRCU-A-CB |  |  | 178 | 527 | Yes
5253518 | Discontinued | Systems | SMARTCOMFORT TXT+ R410A HP | TEMPSTAR | TCH924GKA* |  | EHD4X24A**+WALLCON | *9MA*0602120A** | 24400 | 12.7 | 16.5 | 25800 | 9 | 15400 | 1 | HRCU-A-CB |  |  | 175 | 527 | Yes
5253517 | Discontinued | Systems | SMARTCOMFORT TXT+ R410A HP | TEMPSTAR | TCH924GKA* |  | EHD4X24A**+WALLCON | *9MA*0801714A** | 24400 | 12.7 | 16.5 | 25800 | 9.5 | 15400 | 1 | HRCU-A-CB |  |  | 175 | 499 | Yes
5253519 | Discontinued | Systems | SMARTCOMFORT TXT+ R410A HP | TEMPSTAR | TCH924GKA* |  | EHD4X24A**+WALLCON | *9MA*0802120A** | 24600 | 13 | 16.7 | 25800 | 9.5 | 15400 | 1 | HRCU-A-CB |  |  | 174 | 499 | Yes
5253520 | Discontinued | Systems | SMARTCOMFORT TXT+ R410A HP | TEMPSTAR | TCH924GKA* |  | EHD4X24A**+WALLCON | *9MA*1002122A** | 24600 | 13 | 16.7 | 25800 | 9.5 | 15300 | 1 | HRCU-A-CB |  |  | 174 | 499 | Yes
5253521 | Discontinued | Systems | SMARTCOMFORT TXT+ R410A HP | TEMPSTAR | TCH924GKA* |  | EHD4X24A**+WALLCON | *9MA*1202422A** | 24600 | 13 | 16.5 | 25800 | 9.5 | 15400 | 1 | HRCU-A-CB |  |  | 177 | 499 | Yes
5253615 | Discontinued | Systems | SMARTCOMFORT TXT+ R410A HP | TEMPSTAR | TCH924GKA* |  | EHD4X30A** | *8MX*0451408** | 24000 | 13 | 16.7 | 25400 | 9 | 15100 | 1 | HRCU-A-CB |  |  | 170 | 527 | Yes
5253726 | Discontinued | Systems | SMARTCOMFORT TXT+ R410A HP | TEMPSTAR | TCH924GKA* |  | EHD4X30A** | *9MV*0601714A** | 24400 | 12.7 | 16.7 | 25600 | 9 | 15300 | 1 | HRCU-A-CB |  |  | 173 | 527 | Yes
5253727 | Discontinued | Systems | SMARTCOMFORT TXT+ R410A HP | TEMPSTAR | TCH924GKA* |  | EHD4X30A** | *9MV*0801716A** | 24400 | 13 | 17 | 25600 | 9 | 15300 | 1 | HRCU-A-CB |  |  | 170 | 527 | Yes
5253728 | Discontinued | Systems | SMARTCOMFORT TXT+ R410A HP | TEMPSTAR | TCH924GKA* |  | EHD4X30A** | *9MV*0802120A** | 24000 | 13 | 17.2 | 25200 | 9 | 15000 | 1 | HRCU-A-CB |  |  | 165 | 527 | Yes
5253729 | Discontinued | Systems | SMARTCOMFORT TXT+ R410A HP | TEMPSTAR | TCH924GKA* |  | EHD4X30A** | *9MV*1002120A** | 24600 | 13.2 | 17.2 | 25800 | 9.5 | 15300 | 1 | HRCU-A-CB |  |  | 169 | 499 | Yes
5253730 | Discontinued | Systems | SMARTCOMFORT TXT+ R410A HP | TEMPSTAR | TCH924GKA* |  | EHD4X30A** | *9MV*1202422A** | 24600 | 13.2 | 17.2 | 25200 | 9.5 | 15300 | 1 | HRCU-A-CB |  |  | 169 | 499 | Yes
5253597 | Discontinued | Systems | SMARTCOMFORT TXT+ R410A HP | TEMPSTAR | TCH924GKA* |  | EHD4X30A** | *9MX*0601714A** | 25000 | 12.7 | 17 | 26200 | 9.5 | 15700 | 1 | HRCU-A-CB |  |  | 174 | 499 | Yes
5427802 | Discontinued | Systems | SMARTCOMFORT TXT+ R410A HP | TEMPSTAR | TCH924GKA* |  | EHD4X30A** | MV08**14C* | 23800 | 13.2 | 17.2 | 25000 | 9 | 14900 | 1 | HRCU-A-CB |  |  | 164 | 527 | Yes
5427803 | Discontinued | Systems | SMARTCOMFORT TXT+ R410A HP | TEMPSTAR | TCH924GKA* |  | EHD4X30A** | MV12**17C* | 24000 | 13.2 | 17.2 | 25200 | 9 | 15000 | 1 | HRCU-A-CB |  |  | 165 | 527 | Yes
5253630 | Discontinued | Systems | SMARTCOMFORT TXT+ R410A HP | TEMPSTAR | TCH924GKA* |  | EHD4X30A** | NOMV106D12* | 24600 | 12.7 | 16.7 | 25800 | 9 | 15400 | 1 | HRCU-A-CB |  |  | 174 | 527 | Yes
5690373 | Active | Systems | SMARTCOMFORT TXT+ R410A HP | TEMPSTAR | TCH924GKA* |  | EHD4X30A** | OLV098A12* | 24000 | 12.7 | 16.2 | 25400 | 8.5 | 15100 | 1 | HRCU-A-CB |  |  | 175 | 558 | Yes
5690266 | Active | Systems | SMARTCOMFORT TXT+ R410A HP | TEMPSTAR | TCH924GKA* |  | EHD4X30A** | OMV098J12* | 24200 | 12.7 | 16.7 | 25400 | 9 | 15200 | 1 | HRCU-A-CB |  |  | 172 | 527 | Yes
5253659 | Discontinued | Systems | SMARTCOMFORT TXT+ R410A HP | TEMPSTAR | TCH924GKA* |  | EHD4X30A** | OMV112K14A | 24000 | 13 | 17 | 25200 | 9 | 15000 | 1 | HRCU-A-CB |  |  | 167 | 527 | Yes
5253532 | Discontinued | Systems | SMARTCOMFORT TXT+ R410A HP | TEMPSTAR | TCH924GKA* |  | EHD4X30A**+WALLCON | *8MV*0701412** | 24600 | 13.2 | 17.2 | 25600 | 9.5 | 15300 | 1 | HRCU-A-CB |  |  | 169 | 499 | Yes
5253533 | Discontinued | Systems | SMARTCOMFORT TXT+ R410A HP | TEMPSTAR | TCH924GKA* |  | EHD4X30A**+WALLCON | *8MV*0901716** | 24800 | 13.2 | 17.5 | 25600 | 9.5 | 15200 | 1 | HRCU-A-CB |  |  | 168 | 499 | Yes
5253534 | Discontinued | Systems | SMARTCOMFORT TXT+ R410A HP | TEMPSTAR | TCH924GKA* |  | EHD4X30A**+WALLCON | *8MV*1102120** | 24600 | 13.2 | 17.2 | 25600 | 9.5 | 15300 | 1 | HRCU-A-CB |  |  | 169 | 499 | Yes
5253535 | Discontinued | Systems | SMARTCOMFORT TXT+ R410A HP | TEMPSTAR | TCH924GKA* |  | EHD4X30A**+WALLCON | *8MV*1352422** | 24800 | 13.2 | 17.5 | 25600 | 9.5 | 15200 | 1 | HRCU-A-CB |  |  | 168 | 499 | Yes
5253526 | Discontinued | Systems | SMARTCOMFORT TXT+ R410A HP | TEMPSTAR | TCH924GKA* |  | EHD4X30A**+WALLCON | *9MA*0601714A** | 24600 | 12.7 | 16.5 | 25800 | 9.5 | 15400 | 1 | HRCU-A-CB |  |  | 177 | 499 | Yes
5253528 | Discontinued | Systems | SMARTCOMFORT TXT+ R410A HP | TEMPSTAR | TCH924GKA* |  | EHD4X30A**+WALLCON | *9MA*0602120A** | 24600 | 13 | 16.7 | 25800 | 9.5 | 15400 | 1 | HRCU-A-CB |  |  | 174 | 499 | Yes
5253527 | Discontinued | Systems | SMARTCOMFORT TXT+ R410A HP | TEMPSTAR | TCH924GKA* |  | EHD4X30A**+WALLCON | *9MA*0801714A** | 24600 | 13 | 16.7 | 25800 | 9.5 | 15400 | 1 | HRCU-A-CB |  |  | 174 | 499 | Yes
5253529 | Discontinued | Systems | SMARTCOMFORT TXT+ R410A HP | TEMPSTAR | TCH924GKA* |  | EHD4X30A**+WALLCON | *9MA*0802120A** | 24600 | 13.2 | 17 | 25800 | 9.5 | 15300 | 1 | HRCU-A-CB |  |  | 171 | 499 | Yes
5253530 | Discontinued | Systems | SMARTCOMFORT TXT+ R410A HP | TEMPSTAR | TCH924GKA* |  | EHD4X30A**+WALLCON | *9MA*1002122A** | 24600 | 13.2 | 17.2 | 25800 | 9.5 | 15300 | 1 | HRCU-A-CB |  |  | 169 | 499 | Yes
5253531 | Discontinued | Systems | SMARTCOMFORT TXT+ R410A HP | TEMPSTAR | TCH924GKA* |  | EHD4X30A**+WALLCON | *9MA*1202422A** | 24600 | 13 | 17 | 25800 | 9.5 | 15300 | 1 | HRCU-A-CB |  |  | 171 | 499 | Yes
5253616 | Discontinued | Systems | SMARTCOMFORT TXT+ R410A HP | TEMPSTAR | TCH924GKA* |  | EHD4X36A** | *8MX*0451408** | 24200 | 13 | 16.7 | 25600 | 9 | 15200 | 1 | HRCU-A-CB |  |  | 172 | 527 | Yes
5253732 | Discontinued | Systems | SMARTCOMFORT TXT+ R410A HP | TEMPSTAR | TCH924GKA* |  | EHD4X36A** | *9MV*0601714A** | 24400 | 13 | 16.7 | 25800 | 9.5 | 15400 | 1 | HRCU-A-CB |  |  | 173 | 499 | Yes
5253733 | Discontinued | Systems | SMARTCOMFORT TXT+ R410A HP | TEMPSTAR | TCH924GKA* |  | EHD4X36A** | *9MV*0801716A** | 24600 | 13.2 | 17 | 25800 | 9.5 | 15400 | 1 | HRCU-A-CB |  |  | 171 | 499 | Yes
5253734 | Discontinued | Systems | SMARTCOMFORT TXT+ R410A HP | TEMPSTAR | TCH924GKA* |  | EHD4X36A** | *9MV*0802120A** | 24400 | 13.2 | 17.2 | 25400 | 9.5 | 15100 | 1 | HRCU-A-CB |  |  | 168 | 499 | Yes
5253735 | Discontinued | Systems | SMARTCOMFORT TXT+ R410A HP | TEMPSTAR | TCH924GKA* |  | EHD4X36A** | *9MV*1002120A** | 24600 | 13.2 | 17.2 | 25800 | 10 | 15300 | 1 | HRCU-A-CB |  |  | 169 | 474 | Yes
5253736 | Discontinued | Systems | SMARTCOMFORT TXT+ R410A HP | TEMPSTAR | TCH924GKA* |  | EHD4X36A** | *9MV*1202422A** | 24400 | 13.2 | 17.2 | 25400 | 9.5 | 15200 | 1 | HRCU-A-CB |  |  | 168 | 499 | Yes
5253599 | Discontinued | Systems | SMARTCOMFORT TXT+ R410A HP | TEMPSTAR | TCH924GKA* |  | EHD4X36A** | *9MX*0601714A** | 25200 | 13 | 17 | 26400 | 9.5 | 15700 | 1 | HRCU-A-CB |  |  | 176 | 499 | Yes
5427804 | Discontinued | Systems | SMARTCOMFORT TXT+ R410A HP | TEMPSTAR | TCH924GKA* |  | EHD4X36A** | MV08**14C* | 23800 | 13.2 | 17.2 | 25000 | 9 | 14900 | 1 | HRCU-A-CB |  |  | 164 | 527 | Yes
5427805 | Discontinued | Systems | SMARTCOMFORT TXT+ R410A HP | TEMPSTAR | TCH924GKA* |  | EHD4X36A** | MV12**17C* | 24000 | 13.2 | 17.2 | 25200 | 9 | 15000 | 1 | HRCU-A-CB |  |  | 165 | 527 | Yes
5253631 | Discontinued | Systems | SMARTCOMFORT TXT+ R410A HP | TEMPSTAR | TCH924GKA* |  | EHD4X36A** | NOMV106D12* | 24600 | 13 | 16.7 | 25800 | 9 | 15300 | 1 | HRCU-A-CB |  |  | 174 | 527 | Yes
5690380 | Active | Systems | SMARTCOMFORT TXT+ R410A HP | TEMPSTAR | TCH924GKA* |  | EHD4X36A** | OLV098A12* | 24200 | 13 | 16.2 | 25400 | 8.5 | 15100 | 1 | HRCU-A-CB |  |  | 177 | 558 | Yes
5690273 | Active | Systems | SMARTCOMFORT TXT+ R410A HP | TEMPSTAR | TCH924GKA* |  | EHD4X36A** | OMV098J12* | 24200 | 13 | 16.7 | 25400 | 9 | 15200 | 1 | HRCU-A-CB |  |  | 172 | 527 | Yes
5253661 | Discontinued | Systems | SMARTCOMFORT TXT+ R410A HP | TEMPSTAR | TCH924GKA* |  | EHD4X36A** | OMV112K14A | 24000 | 13 | 17 | 25200 | 9.2 | 15000 | 1 | HRCU-A-CB |  |  | 167 | 515 | Yes
5253542 | Discontinued | Systems | SMARTCOMFORT TXT+ R410A HP | TEMPSTAR | TCH924GKA* |  | EHD4X36A**+WALLCON | *8MV*0701412** | 24800 | 13.2 | 17.5 | 25800 | 9.5 | 15300 | 1 | HRCU-A-CB |  |  | 168 | 499 | Yes
5253543 | Discontinued | Systems | SMARTCOMFORT TXT+ R410A HP | TEMPSTAR | TCH924GKA* |  | EHD4X36A**+WALLCON | *8MV*0901716** | 24800 | 13.5 | 17.7 | 25600 | 10 | 15200 | 1 | HRCU-A-CB |  |  | 166 | 474 | Yes
5253544 | Discontinued | Systems | SMARTCOMFORT TXT+ R410A HP | TEMPSTAR | TCH924GKA* |  | EHD4X36A**+WALLCON | *8MV*1102120** | 24800 | 13.5 | 17.5 | 25800 | 9.5 | 15200 | 1 | HRCU-A-CB |  |  | 168 | 499 | Yes
5253545 | Discontinued | Systems | SMARTCOMFORT TXT+ R410A HP | TEMPSTAR | TCH924GKA* |  | EHD4X36A**+WALLCON | *8MV*1352422** | 24800 | 13.5 | 17.7 | 25600 | 10 | 15200 | 1 | HRCU-A-CB |  |  | 166 | 474 | Yes
5253536 | Discontinued | Systems | SMARTCOMFORT TXT+ R410A HP | TEMPSTAR | TCH924GKA* |  | EHD4X36A**+WALLCON | *9MA*0601714A** | 24600 | 13 | 16.7 | 25800 | 9.5 | 15400 | 1 | HRCU-A-CB |  |  | 174 | 499 | Yes
5253538 | Discontinued | Systems | SMARTCOMFORT TXT+ R410A HP | TEMPSTAR | TCH924GKA* |  | EHD4X36A**+WALLCON | *9MA*0602120A** | 24600 | 13 | 17 | 25800 | 9.5 | 15400 | 1 | HRCU-A-CB |  |  | 171 | 499 | Yes
5253537 | Discontinued | Systems | SMARTCOMFORT TXT+ R410A HP | TEMPSTAR | TCH924GKA* |  | EHD4X36A**+WALLCON | *9MA*0801714A** | 24600 | 13.2 | 17 | 25800 | 9.5 | 15400 | 1 | HRCU-A-CB |  |  | 171 | 499 | Yes
5253539 | Discontinued | Systems | SMARTCOMFORT TXT+ R410A HP | TEMPSTAR | TCH924GKA* |  | EHD4X36A**+WALLCON | *9MA*0802120A** | 24600 | 13.2 | 17.2 | 25800 | 9.5 | 15300 | 1 | HRCU-A-CB |  |  | 169 | 499 | Yes
5253540 | Discontinued | Systems | SMARTCOMFORT TXT+ R410A HP | TEMPSTAR | TCH924GKA* |  | EHD4X36A**+WALLCON | *9MA*1002122A** | 24800 | 13.2 | 17.2 | 25800 | 9.5 | 15300 | 1 | HRCU-A-CB |  |  | 171 | 499 | Yes
5253541 | Discontinued | Systems | SMARTCOMFORT TXT+ R410A HP | TEMPSTAR | TCH924GKA* |  | EHD4X36A**+WALLCON | *9MA*1202422A** | 24600 | 13.2 | 17.2 | 25800 | 9.5 | 15300 | 1 | HRCU-A-CB |  |  | 169 | 499 | Yes
5253606 | Discontinued | Systems | SMARTCOMFORT TXT+ R410A HP | TEMPSTAR | TCH924GKA* |  | EN(A,D)4X24*14** | *8MX*0451408** | 23800 | 12.7 | 16.5 | 25200 | 9 | 15100 | 1 | HRCU-A-CB |  |  | 171 | 527 | Yes
5427785 | Discontinued | Systems | SMARTCOMFORT TXT+ R410A HP | TEMPSTAR | TCH924GKA* |  | EN(A,D)4X24*14** | MV08**14C* | 23800 | 13 | 17 | 25000 | 9 | 14900 | 1 | HRCU-A-CB |  |  | 166 | 527 | Yes
5253483 | Discontinued | Systems | SMARTCOMFORT TXT+ R410A HP | TEMPSTAR | TCH924GKA* |  | EN(A,D)4X24*14**+WALLCON | *8MV*0701412** | 24600 | 13 | 17 | 25600 | 9.5 | 15300 | 1 | HRCU-A-CB |  |  | 171 | 499 | Yes
5253607 | Discontinued | Systems | SMARTCOMFORT TXT+ R410A HP | TEMPSTAR | TCH924GKA* |  | EN(A,D)4X24*17** | *8MX*0451408** | 23800 | 12.7 | 16.5 | 25200 | 9 | 15100 | 1 | HRCU-A-CB |  |  | 171 | 527 | Yes
5253697 | Discontinued | Systems | SMARTCOMFORT TXT+ R410A HP | TEMPSTAR | TCH924GKA* |  | EN(A,D)4X24*17** | *9MV*0601714A** | 24000 | 12.7 | 16.7 | 25600 | 9 | 15200 | 1 | HRCU-A-CB |  |  | 170 | 527 | Yes
5253698 | Discontinued | Systems | SMARTCOMFORT TXT+ R410A HP | TEMPSTAR | TCH924GKA* |  | EN(A,D)4X24*17** | *9MV*0801716A** | 24200 | 12.7 | 16.7 | 25600 | 9 | 15200 | 1 | HRCU-A-CB |  |  | 172 | 527 | Yes
5253581 | Discontinued | Systems | SMARTCOMFORT TXT+ R410A HP | TEMPSTAR | TCH924GKA* |  | EN(A,D)4X24*17** | *9MX*0601714A** | 24600 | 12.5 | 16.7 | 26200 | 9 | 15600 | 1 | HRCU-A-CB |  |  | 174 | 527 | Yes
5427786 | Discontinued | Systems | SMARTCOMFORT TXT+ R410A HP | TEMPSTAR | TCH924GKA* |  | EN(A,D)4X24*17** | MV08**14C* | 23800 | 13 | 17 | 25000 | 9 | 14900 | 1 | HRCU-A-CB |  |  | 166 | 527 | Yes
5427787 | Discontinued | Systems | SMARTCOMFORT TXT+ R410A HP | TEMPSTAR | TCH924GKA* |  | EN(A,D)4X24*17** | MV12**17C* | 24000 | 13 | 17.2 | 25200 | 9 | 15000 | 1 | HRCU-A-CB |  |  | 165 | 527 | Yes
5253622 | Discontinued | Systems | SMARTCOMFORT TXT+ R410A HP | TEMPSTAR | TCH924GKA* |  | EN(A,D)4X24*17** | NOMV106D12* | 24400 | 12.7 | 16.5 | 25800 | 9 | 15400 | 1 | HRCU-A-CB |  |  | 175 | 527 | Yes
5690314 | Active | Systems | SMARTCOMFORT TXT+ R410A HP | TEMPSTAR | TCH924GKA* |  | EN(A,D)4X24*17** | OLV098A12* | 24000 | 12.7 | 16.2 | 25400 | 8.5 | 15100 | 1 | HRCU-A-CB |  |  | 175 | 558 | Yes
5690209 | Active | Systems | SMARTCOMFORT TXT+ R410A HP | TEMPSTAR | TCH924GKA* |  | EN(A,D)4X24*17** | OMV098J12* | 24000 | 12.7 | 16.7 | 25400 | 9 | 15200 | 1 | HRCU-A-CB |  |  | 170 | 527 | Yes
5253643 | Discontinued | Systems | SMARTCOMFORT TXT+ R410A HP | TEMPSTAR | TCH924GKA* |  | EN(A,D)4X24*17** | OMV112K14A | 23800 | 13 | 17 | 25200 | 9 | 15000 | 1 | HRCU-A-CB |  |  | 166 | 527 | Yes
5253486 | Discontinued | Systems | SMARTCOMFORT TXT+ R410A HP | TEMPSTAR | TCH924GKA* |  | EN(A,D)4X24*17**+WALLCON | *8MV*0701412** | 24600 | 13 | 17 | 25600 | 9.5 | 15300 | 1 | HRCU-A-CB |  |  | 171 | 499 | Yes
5253487 | Discontinued | Systems | SMARTCOMFORT TXT+ R410A HP | TEMPSTAR | TCH924GKA* |  | EN(A,D)4X24*17**+WALLCON | *8MV*0901716** | 24600 | 13.2 | 17.2 | 25600 | 9.5 | 15200 | 1 | HRCU-A-CB |  |  | 169 | 499 | Yes
5253484 | Discontinued | Systems | SMARTCOMFORT TXT+ R410A HP | TEMPSTAR | TCH924GKA* |  | EN(A,D)4X24*17**+WALLCON | *9MA*0601714A** | 24400 | 12.7 | 16.2 | 25800 | 9 | 15400 | 1 | HRCU-A-CB |  |  | 178 | 527 | Yes
5253485 | Discontinued | Systems | SMARTCOMFORT TXT+ R410A HP | TEMPSTAR | TCH924GKA* |  | EN(A,D)4X24*17**+WALLCON | *9MA*0801714A** | 24400 | 12.7 | 16.5 | 25800 | 9 | 15400 | 1 | HRCU-A-CB |  |  | 175 | 527 | Yes
5253608 | Discontinued | Systems | SMARTCOMFORT TXT+ R410A HP | TEMPSTAR | TCH924GKA* |  | EN(A,D)4X30*14** | *8MX*0451408** | 23800 | 12.7 | 16.5 | 25200 | 9 | 15100 | 1 | HRCU-A-CB |  |  | 171 | 527 | Yes
5427788 | Discontinued | Systems | SMARTCOMFORT TXT+ R410A HP | TEMPSTAR | TCH924GKA* |  | EN(A,D)4X30*14** | MV08**14C* | 23800 | 13 | 17 | 25000 | 9 | 14900 | 1 | HRCU-A-CB |  |  | 166 | 527 | Yes
5253488 | Discontinued | Systems | SMARTCOMFORT TXT+ R410A HP | TEMPSTAR | TCH924GKA* |  | EN(A,D)4X30*14**+WALLCON | *8MV*0701412** | 24400 | 13 | 17 | 25600 | 9.5 | 15300 | 1 | HRCU-A-CB |  |  | 170 | 499 | Yes
5253609 | Discontinued | Systems | SMARTCOMFORT TXT+ R410A HP | TEMPSTAR | TCH924GKA* |  | EN(A,D)4X30*17** | *8MX*0451408** | 24000 | 12.7 | 16.7 | 25200 | 9 | 15200 | 1 | HRCU-A-CB |  |  | 170 | 527 | Yes
5253701 | Discontinued | Systems | SMARTCOMFORT TXT+ R410A HP | TEMPSTAR | TCH924GKA* |  | EN(A,D)4X30*17** | *9MV*0601714A** | 24200 | 12.7 | 16.7 | 25600 | 9 | 15300 | 1 | HRCU-A-CB |  |  | 172 | 527 | Yes
5253702 | Discontinued | Systems | SMARTCOMFORT TXT+ R410A HP | TEMPSTAR | TCH924GKA* |  | EN(A,D)4X30*17** | *9MV*0801716A** | 24400 | 13 | 17 | 25600 | 9.5 | 15300 | 1 | HRCU-A-CB |  |  | 170 | 499 | Yes
5253584 | Discontinued | Systems | SMARTCOMFORT TXT+ R410A HP | TEMPSTAR | TCH924GKA* |  | EN(A,D)4X30*17** | *9MX*0601714A** | 24800 | 12.7 | 17 | 26200 | 9.5 | 15700 | 1 | HRCU-A-CB |  |  | 173 | 499 | Yes
5427789 | Discontinued | Systems | SMARTCOMFORT TXT+ R410A HP | TEMPSTAR | TCH924GKA* |  | EN(A,D)4X30*17** | MV08**14C* | 23800 | 13 | 17 | 24400 | 9 | 14900 | 1 | HRCU-A-CB |  |  | 166 | 527 | Yes
5427790 | Discontinued | Systems | SMARTCOMFORT TXT+ R410A HP | TEMPSTAR | TCH924GKA* |  | EN(A,D)4X30*17** | MV12**17C* | 24000 | 13.2 | 17.2 | 25000 | 9 | 14900 | 1 | HRCU-A-CB |  |  | 165 | 527 | Yes
5253623 | Discontinued | Systems | SMARTCOMFORT TXT+ R410A HP | TEMPSTAR | TCH924GKA* |  | EN(A,D)4X30*17** | NOMV106D12* | 24400 | 13 | 16.7 | 25600 | 9 | 15300 | 1 | HRCU-A-CB |  |  | 173 | 527 | Yes
5690319 | Active | Systems | SMARTCOMFORT TXT+ R410A HP | TEMPSTAR | TCH924GKA* |  | EN(A,D)4X30*17** | OLV098A12* | 24000 | 12.7 | 16.2 | 25200 | 8.5 | 15100 | 1 | HRCU-A-CB |  |  | 175 | 558 | Yes
5690213 | Active | Systems | SMARTCOMFORT TXT+ R410A HP | TEMPSTAR | TCH924GKA* |  | EN(A,D)4X30*17** | OMV098J12* | 24000 | 12.7 | 16.7 | 25200 | 9 | 15100 | 1 | HRCU-A-CB |  |  | 170 | 527 | Yes
5253645 | Discontinued | Systems | SMARTCOMFORT TXT+ R410A HP | TEMPSTAR | TCH924GKA* |  | EN(A,D)4X30*17** | OMV112K14A | 23800 | 13 | 17 | 25000 | 9 | 15000 | 1 | HRCU-A-CB |  |  | 166 | 527 | Yes
5253491 | Discontinued | Systems | SMARTCOMFORT TXT+ R410A HP | TEMPSTAR | TCH924GKA* |  | EN(A,D)4X30*17**+WALLCON | *8MV*0701412** | 24600 | 13.2 | 17.2 | 25600 | 9.5 | 15200 | 1 | HRCU-A-CB |  |  | 169 | 499 | Yes
5253492 | Discontinued | Systems | SMARTCOMFORT TXT+ R410A HP | TEMPSTAR | TCH924GKA* |  | EN(A,D)4X30*17**+WALLCON | *8MV*0901716** | 24600 | 13.2 | 17.5 | 25400 | 9.5 | 15200 | 1 | HRCU-A-CB |  |  | 166 | 499 | Yes
5253489 | Discontinued | Systems | SMARTCOMFORT TXT+ R410A HP | TEMPSTAR | TCH924GKA* |  | EN(A,D)4X30*17**+WALLCON | *9MA*0601714A** | 24400 | 12.7 | 16.5 | 25600 | 9.5 | 15400 | 1 | HRCU-A-CB |  |  | 175 | 499 | Yes
5253490 | Discontinued | Systems | SMARTCOMFORT TXT+ R410A HP | TEMPSTAR | TCH924GKA* |  | EN(A,D)4X30*17**+WALLCON | *9MA*0801714A** | 24400 | 13 | 16.7 | 25600 | 9.5 | 15300 | 1 | HRCU-A-CB |  |  | 173 | 499 | Yes
5253706 | Discontinued | Systems | SMARTCOMFORT TXT+ R410A HP | TEMPSTAR | TCH924GKA* |  | EN(A,D)4X36*21** | *9MV*0601714A** | 24400 | 12.7 | 16.7 | 25600 | 9 | 15300 | 1 | HRCU-A-CB |  |  | 173 | 527 | Yes
5253707 | Discontinued | Systems | SMARTCOMFORT TXT+ R410A HP | TEMPSTAR | TCH924GKA* |  | EN(A,D)4X36*21** | *9MV*0801716A** | 24400 | 13 | 17 | 25600 | 9.5 | 15300 | 1 | HRCU-A-CB |  |  | 170 | 499 | Yes
5253708 | Discontinued | Systems | SMARTCOMFORT TXT+ R410A HP | TEMPSTAR | TCH924GKA* |  | EN(A,D)4X36*21** | *9MV*0802120A** | 24200 | 13.2 | 17.2 | 25200 | 9.5 | 15100 | 1 | HRCU-A-CB |  |  | 167 | 499 | Yes
5253709 | Discontinued | Systems | SMARTCOMFORT TXT+ R410A HP | TEMPSTAR | TCH924GKA* |  | EN(A,D)4X36*21** | *9MV*1002120A** | 24400 | 13.2 | 17.2 | 25400 | 9.5 | 15200 | 1 | HRCU-A-CB |  |  | 168 | 499 | Yes
5253587 | Discontinued | Systems | SMARTCOMFORT TXT+ R410A HP | TEMPSTAR | TCH924GKA* |  | EN(A,D)4X36*21** | *9MX*0601714A** | 24800 | 12.7 | 17 | 26200 | 9.5 | 15700 | 1 | HRCU-A-CB |  |  | 173 | 499 | Yes
5427793 | Discontinued | Systems | SMARTCOMFORT TXT+ R410A HP | TEMPSTAR | TCH924GKA* |  | EN(A,D)4X36*21** | MV12**17C* | 24000 | 13.2 | 17.2 | 25000 | 9 | 14900 | 1 | HRCU-A-CB |  |  | 165 | 527 | Yes
5253625 | Discontinued | Systems | SMARTCOMFORT TXT+ R410A HP | TEMPSTAR | TCH924GKA* |  | EN(A,D)4X36*21** | NOMV106D12* | 24400 | 13 | 16.7 | 25600 | 9 | 15300 | 1 | HRCU-A-CB |  |  | 173 | 527 | Yes
5690332 | Active | Systems | SMARTCOMFORT TXT+ R410A HP | TEMPSTAR | TCH924GKA* |  | EN(A,D)4X36*21** | OLV098A12* | 24000 | 12.7 | 16.5 | 25200 | 8.5 | 15100 | 1 | HRCU-A-CB |  |  | 172 | 558 | Yes
5690233 | Active | Systems | SMARTCOMFORT TXT+ R410A HP | TEMPSTAR | TCH924GKA* |  | EN(A,D)4X36*21** | OMV098J12* | 24000 | 12.7 | 16.7 | 25200 | 9 | 15100 | 1 | HRCU-A-CB |  |  | 170 | 527 | Yes
5253649 | Discontinued | Systems | SMARTCOMFORT TXT+ R410A HP | TEMPSTAR | TCH924GKA* |  | EN(A,D)4X36*21** | OMV112K14A | 23800 | 13 | 17 | 25000 | 9 | 14900 | 1 | HRCU-A-CB |  |  | 166 | 527 | Yes
5253502 | Discontinued | Systems | SMARTCOMFORT TXT+ R410A HP | TEMPSTAR | TCH924GKA* |  | EN(A,D)4X36*21**+WALLCON | *8MV*0901716** | 24600 | 13.2 | 17.5 | 25400 | 9.5 | 15200 | 1 | HRCU-A-CB |  |  | 166 | 499 | Yes
5253503 | Discontinued | Systems | SMARTCOMFORT TXT+ R410A HP | TEMPSTAR | TCH924GKA* |  | EN(A,D)4X36*21**+WALLCON | *8MV*1102120** | 24600 | 13.2 | 17.2 | 25400 | 9.5 | 15200 | 1 | HRCU-A-CB |  |  | 169 | 499 | Yes
5253497 | Discontinued | Systems | SMARTCOMFORT TXT+ R410A HP | TEMPSTAR | TCH924GKA* |  | EN(A,D)4X36*21**+WALLCON | *9MA*0601714A** | 24400 | 13 | 16.5 | 25600 | 9.5 | 15400 | 1 | HRCU-A-CB |  |  | 175 | 499 | Yes
5253499 | Discontinued | Systems | SMARTCOMFORT TXT+ R410A HP | TEMPSTAR | TCH924GKA* |  | EN(A,D)4X36*21**+WALLCON | *9MA*0602120A** | 24400 | 13 | 16.7 | 25600 | 9.5 | 15300 | 1 | HRCU-A-CB |  |  | 173 | 499 | Yes
5253498 | Discontinued | Systems | SMARTCOMFORT TXT+ R410A HP | TEMPSTAR | TCH924GKA* |  | EN(A,D)4X36*21**+WALLCON | *9MA*0801714A** | 24400 | 13 | 16.7 | 25600 | 9.5 | 15300 | 1 | HRCU-A-CB |  |  | 173 | 499 | Yes
5253500 | Discontinued | Systems | SMARTCOMFORT TXT+ R410A HP | TEMPSTAR | TCH924GKA* |  | EN(A,D)4X36*21**+WALLCON | *9MA*0802120A** | 24600 | 13.2 | 17 | 25600 | 9.5 | 15300 | 1 | HRCU-A-CB |  |  | 171 | 499 | Yes
5253501 | Discontinued | Systems | SMARTCOMFORT TXT+ R410A HP | TEMPSTAR | TCH924GKA* |  | EN(A,D)4X36*21**+WALLCON | *9MA*1002122A** | 24600 | 13.2 | 17.2 | 25600 | 9.5 | 15200 | 1 | HRCU-A-CB |  |  | 169 | 499 | Yes
5253610 | Discontinued | Systems | SMARTCOMFORT TXT+ R410A HP | TEMPSTAR | TCH924GKA* |  | EN(A,D,W)4X36*17** | *8MX*0451408** | 24000 | 12.7 | 16.7 | 25200 | 9 | 15200 | 1 | HRCU-A-CB |  |  | 170 | 527 | Yes
5253704 | Discontinued | Systems | SMARTCOMFORT TXT+ R410A HP | TEMPSTAR | TCH924GKA* |  | EN(A,D,W)4X36*17** | *9MV*0601714A** | 24200 | 12.7 | 16.7 | 25600 | 9 | 15300 | 1 | HRCU-A-CB |  |  | 172 | 527 | Yes
5253705 | Discontinued | Systems | SMARTCOMFORT TXT+ R410A HP | TEMPSTAR | TCH924GKA* |  | EN(A,D,W)4X36*17** | *9MV*0801716A** | 24400 | 13 | 17 | 25600 | 9.5 | 15300 | 1 | HRCU-A-CB |  |  | 170 | 499 | Yes
5253586 | Discontinued | Systems | SMARTCOMFORT TXT+ R410A HP | TEMPSTAR | TCH924GKA* |  | EN(A,D,W)4X36*17** | *9MX*0601714A** | 24800 | 12.7 | 17 | 26200 | 9.5 | 15700 | 1 | HRCU-A-CB |  |  | 173 | 499 | Yes
5427791 | Discontinued | Systems | SMARTCOMFORT TXT+ R410A HP | TEMPSTAR | TCH924GKA* |  | EN(A,D,W)4X36*17** | MV08**14C* | 23800 | 13 | 17 | 24400 | 9 | 14900 | 1 | HRCU-A-CB |  |  | 166 | 527 | Yes
5427792 | Discontinued | Systems | SMARTCOMFORT TXT+ R410A HP | TEMPSTAR | TCH924GKA* |  | EN(A,D,W)4X36*17** | MV12**17C* | 24000 | 13.2 | 17.2 | 25000 | 9 | 14900 | 1 | HRCU-A-CB |  |  | 165 | 527 | Yes
5253624 | Discontinued | Systems | SMARTCOMFORT TXT+ R410A HP | TEMPSTAR | TCH924GKA* |  | EN(A,D,W)4X36*17** | NOMV106D12* | 24400 | 13 | 16.7 | 25600 | 9 | 15300 | 1 | HRCU-A-CB |  |  | 173 | 527 | Yes
5690328 | Active | Systems | SMARTCOMFORT TXT+ R410A HP | TEMPSTAR | TCH924GKA* |  | EN(A,D,W)4X36*17** | OLV098A12* | 24000 | 12.7 | 16.2 | 25200 | 8.5 | 15100 | 1 | HRCU-A-CB |  |  | 175 | 558 | Yes
5690226 | Active | Systems | SMARTCOMFORT TXT+ R410A HP | TEMPSTAR | TCH924GKA* |  | EN(A,D,W)4X36*17** | OMV098J12* | 24000 | 12.7 | 16.7 | 25200 | 9 | 15100 | 1 | HRCU-A-CB |  |  | 170 | 527 | Yes
5253647 | Discontinued | Systems | SMARTCOMFORT TXT+ R410A HP | TEMPSTAR | TCH924GKA* |  | EN(A,D,W)4X36*17** | OMV112K14A | 23800 | 13 | 17 | 25000 | 9 | 15000 | 1 | HRCU-A-CB |  |  | 166 | 527 | Yes
5253495 | Discontinued | Systems | SMARTCOMFORT TXT+ R410A HP | TEMPSTAR | TCH924GKA* |  | EN(A,D,W)4X36*17**+WALLCON | *8MV*0701412** | 24600 | 13.2 | 17.2 | 25600 | 9.5 | 15200 | 1 | HRCU-A-CB |  |  | 169 | 499 | Yes
5253496 | Discontinued | Systems | SMARTCOMFORT TXT+ R410A HP | TEMPSTAR | TCH924GKA* |  | EN(A,D,W)4X36*17**+WALLCON | *8MV*0901716** | 24600 | 13.2 | 17.5 | 25400 | 9.5 | 15200 | 1 | HRCU-A-CB |  |  | 166 | 499 | Yes
5253493 | Discontinued | Systems | SMARTCOMFORT TXT+ R410A HP | TEMPSTAR | TCH924GKA* |  | EN(A,D,W)4X36*17**+WALLCON | *9MA*0601714A** | 24400 | 12.7 | 16.5 | 25600 | 9.5 | 15400 | 1 | HRCU-A-CB |  |  | 175 | 499 | Yes
5253494 | Discontinued | Systems | SMARTCOMFORT TXT+ R410A HP | TEMPSTAR | TCH924GKA* |  | EN(A,D,W)4X36*17**+WALLCON | *9MA*0801714A** | 24400 | 13 | 16.7 | 25600 | 9.5 | 15300 | 1 | HRCU-A-CB |  |  | 173 | 499 | Yes
5253611 | Discontinued | Systems | SMARTCOMFORT TXT+ R410A HP | TEMPSTAR | TCH924GKA* |  | ENH4X24*17** | *8MX*0451408** | 23800 | 12.7 | 16.5 | 25200 | 9 | 15100 | 1 | HRCU-A-CB |  |  | 171 | 527 | Yes
5253711 | Discontinued | Systems | SMARTCOMFORT TXT+ R410A HP | TEMPSTAR | TCH924GKA* |  | ENH4X24*17** | *9MV*0601714A** | 24000 | 12.7 | 16.7 | 25600 | 9 | 15200 | 1 | HRCU-A-CB |  |  | 170 | 527 | Yes
5253712 | Discontinued | Systems | SMARTCOMFORT TXT+ R410A HP | TEMPSTAR | TCH924GKA* |  | ENH4X24*17** | *9MV*0801716A** | 24200 | 12.7 | 16.7 | 25600 | 9 | 15200 | 1 | HRCU-A-CB |  |  | 172 | 527 | Yes
5253589 | Discontinued | Systems | SMARTCOMFORT TXT+ R410A HP | TEMPSTAR | TCH924GKA* |  | ENH4X24*17** | *9MX*0601714A** | 24600 | 12.5 | 16.7 | 26200 | 9 | 15600 | 1 | HRCU-A-CB |  |  | 174 | 527 | Yes
5427794 | Discontinued | Systems | SMARTCOMFORT TXT+ R410A HP | TEMPSTAR | TCH924GKA* |  | ENH4X24*17** | MV08**14C* | 23800 | 13 | 17 | 25000 | 9 | 14900 | 1 | HRCU-A-CB |  |  | 166 | 527 | Yes
5427795 | Discontinued | Systems | SMARTCOMFORT TXT+ R410A HP | TEMPSTAR | TCH924GKA* |  | ENH4X24*17** | MV12**17C* | 24000 | 13 | 17.2 | 25200 | 9 | 15000 | 1 | HRCU-A-CB |  |  | 165 | 527 | Yes
5253626 | Discontinued | Systems | SMARTCOMFORT TXT+ R410A HP | TEMPSTAR | TCH924GKA* |  | ENH4X24*17** | NOMV106D12* | 24400 | 12.7 | 16.5 | 25800 | 9 | 15400 | 1 | HRCU-A-CB |  |  | 175 | 527 | Yes
5690340 | Active | Systems | SMARTCOMFORT TXT+ R410A HP | TEMPSTAR | TCH924GKA* |  | ENH4X24*17** | OLV098A12* | 24000 | 12.7 | 16.2 | 25400 | 8.5 | 15100 | 1 | HRCU-A-CB |  |  | 175 | 558 | Yes
5690235 | Active | Systems | SMARTCOMFORT TXT+ R410A HP | TEMPSTAR | TCH924GKA* |  | ENH4X24*17** | OMV098J12* | 24000 | 12.7 | 16.7 | 25400 | 9 | 15200 | 1 | HRCU-A-CB |  |  | 170 | 527 | Yes
5253651 | Discontinued | Systems | SMARTCOMFORT TXT+ R410A HP | TEMPSTAR | TCH924GKA* |  | ENH4X24*17** | OMV112K14A | 23800 | 13 | 17 | 25200 | 9 | 15000 | 1 | HRCU-A-CB |  |  | 166 | 527 | Yes
5253506 | Discontinued | Systems | SMARTCOMFORT TXT+ R410A HP | TEMPSTAR | TCH924GKA* |  | ENH4X24*17**+WALLCON | *8MV*0701412** | 24600 | 13 | 17 | 25600 | 9.5 | 15300 | 1 | HRCU-A-CB |  |  | 171 | 499 | Yes
5253507 | Discontinued | Systems | SMARTCOMFORT TXT+ R410A HP | TEMPSTAR | TCH924GKA* |  | ENH4X24*17**+WALLCON | *8MV*0901716** | 24600 | 13.2 | 17.2 | 25600 | 9.5 | 15200 | 1 | HRCU-A-CB |  |  | 169 | 499 | Yes
5253504 | Discontinued | Systems | SMARTCOMFORT TXT+ R410A HP | TEMPSTAR | TCH924GKA* |  | ENH4X24*17**+WALLCON | *9MA*0601714A** | 24400 | 12.7 | 16.2 | 25800 | 9 | 15400 | 1 | HRCU-A-CB |  |  | 178 | 527 | Yes
5253505 | Discontinued | Systems | SMARTCOMFORT TXT+ R410A HP | TEMPSTAR | TCH924GKA* |  | ENH4X24*17**+WALLCON | *9MA*0801714A** | 24400 | 12.7 | 16.5 | 25800 | 9 | 15400 | 1 | HRCU-A-CB |  |  | 175 | 527 | Yes
5253612 | Discontinued | Systems | SMARTCOMFORT TXT+ R410A HP | TEMPSTAR | TCH924GKA* |  | ENH4X30*17** | *8MX*0451408** | 24000 | 12.7 | 16.7 | 25200 | 9 | 15200 | 1 | HRCU-A-CB |  |  | 170 | 527 | Yes
5253714 | Discontinued | Systems | SMARTCOMFORT TXT+ R410A HP | TEMPSTAR | TCH924GKA* |  | ENH4X30*17** | *9MV*0601714A** | 24200 | 12.7 | 16.7 | 25600 | 9 | 15300 | 1 | HRCU-A-CB |  |  | 172 | 527 | Yes
5253715 | Discontinued | Systems | SMARTCOMFORT TXT+ R410A HP | TEMPSTAR | TCH924GKA* |  | ENH4X30*17** | *9MV*0801716A** | 24400 | 13 | 17 | 25600 | 9.5 | 15300 | 1 | HRCU-A-CB |  |  | 170 | 499 | Yes
5253591 | Discontinued | Systems | SMARTCOMFORT TXT+ R410A HP | TEMPSTAR | TCH924GKA* |  | ENH4X30*17** | *9MX*0601714A** | 24800 | 12.7 | 17 | 26200 | 9.5 | 15700 | 1 | HRCU-A-CB |  |  | 173 | 499 | Yes
5427796 | Discontinued | Systems | SMARTCOMFORT TXT+ R410A HP | TEMPSTAR | TCH924GKA* |  | ENH4X30*17** | MV08**14C* | 23800 | 13 | 17 | 24400 | 9 | 14900 | 1 | HRCU-A-CB |  |  | 166 | 527 | Yes
5427797 | Discontinued | Systems | SMARTCOMFORT TXT+ R410A HP | TEMPSTAR | TCH924GKA* |  | ENH4X30*17** | MV12**17C* | 24000 | 13.2 | 17.2 | 25000 | 9 | 14900 | 1 | HRCU-A-CB |  |  | 165 | 527 | Yes
5253627 | Discontinued | Systems | SMARTCOMFORT TXT+ R410A HP | TEMPSTAR | TCH924GKA* |  | ENH4X30*17** | NOMV106D12* | 24400 | 13 | 16.7 | 25600 | 9 | 15300 | 1 | HRCU-A-CB |  |  | 173 | 527 | Yes
5690348 | Active | Systems | SMARTCOMFORT TXT+ R410A HP | TEMPSTAR | TCH924GKA* |  | ENH4X30*17** | OLV098A12* | 24000 | 12.7 | 16.2 | 25200 | 8.5 | 15100 | 1 | HRCU-A-CB |  |  | 175 | 558 | Yes
5690245 | Active | Systems | SMARTCOMFORT TXT+ R410A HP | TEMPSTAR | TCH924GKA* |  | ENH4X30*17** | OMV098J12* | 24000 | 12.7 | 16.7 | 25200 | 9 | 15100 | 1 | HRCU-A-CB |  |  | 170 | 527 | Yes
5253653 | Discontinued | Systems | SMARTCOMFORT TXT+ R410A HP | TEMPSTAR | TCH924GKA* |  | ENH4X30*17** | OMV112K14A | 23800 | 13 | 17 | 25000 | 9 | 15000 | 1 | HRCU-A-CB |  |  | 166 | 527 | Yes
5253510 | Discontinued | Systems | SMARTCOMFORT TXT+ R410A HP | TEMPSTAR | TCH924GKA* |  | ENH4X30*17**+WALLCON | *8MV*0701412** | 24600 | 13.2 | 17.2 | 25600 | 9.5 | 15200 | 1 | HRCU-A-CB |  |  | 169 | 499 | Yes
5253511 | Discontinued | Systems | SMARTCOMFORT TXT+ R410A HP | TEMPSTAR | TCH924GKA* |  | ENH4X30*17**+WALLCON | *8MV*0901716** | 24600 | 13.2 | 17.5 | 25400 | 9.5 | 15200 | 1 | HRCU-A-CB |  |  | 166 | 499 | Yes
5253508 | Discontinued | Systems | SMARTCOMFORT TXT+ R410A HP | TEMPSTAR | TCH924GKA* |  | ENH4X30*17**+WALLCON | *9MA*0601714A** | 24400 | 12.7 | 16.5 | 25600 | 9.5 | 15400 | 1 | HRCU-A-CB |  |  | 175 | 499 | Yes
5253509 | Discontinued | Systems | SMARTCOMFORT TXT+ R410A HP | TEMPSTAR | TCH924GKA* |  | ENH4X30*17**+WALLCON | *9MA*0801714A** | 24400 | 13 | 16.7 | 25600 | 9.5 | 15300 | 1 | HRCU-A-CB |  |  | 173 | 499 | Yes
5253613 | Discontinued | Systems | SMARTCOMFORT TXT+ R410A HP | TEMPSTAR | TCH924GKA* |  | ENH4X36*17** | *8MX*0451408** | 24000 | 12.7 | 16.7 | 25200 | 9 | 15200 | 1 | HRCU-A-CB |  |  | 170 | 527 | Yes
5253717 | Discontinued | Systems | SMARTCOMFORT TXT+ R410A HP | TEMPSTAR | TCH924GKA* |  | ENH4X36*17** | *9MV*0601714A** | 24200 | 12.7 | 16.7 | 25600 | 9 | 15300 | 1 | HRCU-A-CB |  |  | 172 | 527 | Yes
5253718 | Discontinued | Systems | SMARTCOMFORT TXT+ R410A HP | TEMPSTAR | TCH924GKA* |  | ENH4X36*17** | *9MV*0801716A** | 24400 | 13 | 17 | 25600 | 9.5 | 15300 | 1 | HRCU-A-CB |  |  | 170 | 499 | Yes
5253593 | Discontinued | Systems | SMARTCOMFORT TXT+ R410A HP | TEMPSTAR | TCH924GKA* |  | ENH4X36*17** | *9MX*0601714A** | 24800 | 12.7 | 17 | 26200 | 9.5 | 15700 | 1 | HRCU-A-CB |  |  | 173 | 499 | Yes
5427798 | Discontinued | Systems | SMARTCOMFORT TXT+ R410A HP | TEMPSTAR | TCH924GKA* |  | ENH4X36*17** | MV08**14C* | 23800 | 13 | 17 | 24400 | 9 | 14900 | 1 | HRCU-A-CB |  |  | 166 | 527 | Yes
5427799 | Discontinued | Systems | SMARTCOMFORT TXT+ R410A HP | TEMPSTAR | TCH924GKA* |  | ENH4X36*17** | MV12**17C* | 24000 | 13.2 | 17.2 | 25000 | 9 | 14900 | 1 | HRCU-A-CB |  |  | 165 | 527 | Yes
5253628 | Discontinued | Systems | SMARTCOMFORT TXT+ R410A HP | TEMPSTAR | TCH924GKA* |  | ENH4X36*17** | NOMV106D12* | 24400 | 13 | 16.7 | 25600 | 9 | 15300 | 1 | HRCU-A-CB |  |  | 173 | 527 | Yes
5690356 | Active | Systems | SMARTCOMFORT TXT+ R410A HP | TEMPSTAR | TCH924GKA* |  | ENH4X36*17** | OLV098A12* | 24000 | 12.7 | 16.2 | 25200 | 8.5 | 15100 | 1 | HRCU-A-CB |  |  | 175 | 558 | Yes
5690253 | Active | Systems | SMARTCOMFORT TXT+ R410A HP | TEMPSTAR | TCH924GKA* |  | ENH4X36*17** | OMV098J12* | 24000 | 12.7 | 16.7 | 25200 | 9 | 15100 | 1 | HRCU-A-CB |  |  | 170 | 527 | Yes
5253655 | Discontinued | Systems | SMARTCOMFORT TXT+ R410A HP | TEMPSTAR | TCH924GKA* |  | ENH4X36*17** | OMV112K14A | 23800 | 13 | 17 | 25000 | 9 | 15000 | 1 | HRCU-A-CB |  |  | 166 | 527 | Yes
5253514 | Discontinued | Systems | SMARTCOMFORT TXT+ R410A HP | TEMPSTAR | TCH924GKA* |  | ENH4X36*17**+WALLCON | *8MV*0701412** | 24600 | 13.2 | 17.2 | 25600 | 9.5 | 15200 | 1 | HRCU-A-CB |  |  | 169 | 499 | Yes
5253515 | Discontinued | Systems | SMARTCOMFORT TXT+ R410A HP | TEMPSTAR | TCH924GKA* |  | ENH4X36*17**+WALLCON | *8MV*0901716** | 24600 | 13.2 | 17.5 | 25400 | 9.5 | 15200 | 1 | HRCU-A-CB |  |  | 166 | 499 | Yes
5253512 | Discontinued | Systems | SMARTCOMFORT TXT+ R410A HP | TEMPSTAR | TCH924GKA* |  | ENH4X36*17**+WALLCON | *9MA*0601714A** | 24400 | 12.7 | 16.5 | 25600 | 9.5 | 15400 | 1 | HRCU-A-CB |  |  | 175 | 499 | Yes
5253513 | Discontinued | Systems | SMARTCOMFORT TXT+ R410A HP | TEMPSTAR | TCH924GKA* |  | ENH4X36*17**+WALLCON | *9MA*0801714A** | 24400 | 13 | 16.7 | 25600 | 9.5 | 15300 | 1 | HRCU-A-CB |  |  | 173 | 499 | Yes
5253546 | Discontinued | Systems | SMARTCOMFORT TXT+ R410A HP | TEMPSTAR | TCH924GKA* |  | FCM4X24****+WALLCON |  | 24800 | 13.2 | 17.5 | 25600 | 9.5 | 15200 | 1 | HRCU-A-CB |  |  | 168 | 499 | Yes
5253457 | Discontinued | Systems | SMARTCOMFORT TXT+ R410A HP | TEMPSTAR | TCH924GKA* |  | FCM4X36****+WALLCON |  | 24800 | 13.5 | 18 | 25400 | 10 | 15100 | 1 | HRCU-A-CB | Yes |  | 163 | 474 | Yes
5253567 | Discontinued | Systems | SMARTCOMFORT TXT+ R410A HP | TEMPSTAR | TCH924GKA* |  | FVM4X24**** |  | 24200 | 13.2 | 17.2 | 25000 | 9 | 15000 | 1 | HRCU-A-CB |  |  | 167 | 527 | Yes
5253568 | Discontinued | Systems | SMARTCOMFORT TXT+ R410A HP | TEMPSTAR | TCH924GKA* |  | FVM4X36**** |  | 24200 | 13.2 | 17.2 | 25000 | 9 | 14900 | 1 | HRCU-A-CB |  |  | 167 | 527 | Yes
5427774 | Discontinued | Systems | SMARTCOMFORT TXT+ R410A HP | TEMPSTAR | TCH924GKA* |  | OBED*4X36F** | NOMV106D12* | 24600 | 13 | 16.7 | 25200 | 9 | 15300 | 1 | HRCU-A-CB |  |  | 174 | 527 | Yes
5542392 | Discontinued | Systems | SMARTCOMFORT TXT+ R410A HP | TEMPSTAR | TCH924GKA2* |  | EA*4X24*14A* | *8MX*0451408** | 24200 | 13.2 | 16.5 | 25000 | 9 | 15500 | 1 | HRCU-A-CB |  |  | 174 | 527 | Yes
5542465 | Discontinued | Systems | SMARTCOMFORT TXT+ R410A HP | TEMPSTAR | TCH924GKA2* |  | EA*4X24*14A* | *9MV*0401410A** | 23800 | 12.5 | 15.7 | 25000 | 8.5 | 15700 | 1 | HRCU-A-CB |  |  | 179 | 558 | Yes
5542523 | Discontinued | Systems | SMARTCOMFORT TXT+ R410A HP | TEMPSTAR | TCH924GKA2* |  | EA*4X24*14A* | MV08**14C* | 24000 | 13.2 | 16.7 | 25000 | 9 | 15300 | 1 | HRCU-A-CB |  |  | 170 | 527 | Yes
5542255 | Discontinued | Systems | SMARTCOMFORT TXT+ R410A HP | TEMPSTAR | TCH924GKA2* |  | EA*4X24*14A*+WALLCON | *8MV*0701412** | 24800 | 13.5 | 17 | 25000 | 9.5 | 15600 | 1 | HRCU-A-CB |  |  | 173 | 499 | Yes
5542393 | Discontinued | Systems | SMARTCOMFORT TXT+ R410A HP | TEMPSTAR | TCH924GKA2* |  | EA*4X24*17A* | *8MX*0451408** | 24400 | 13.2 | 16.5 | 25000 | 9 | 15500 | 1 | HRCU-A-CB |  |  | 175 | 527 | Yes
5542466 | Discontinued | Systems | SMARTCOMFORT TXT+ R410A HP | TEMPSTAR | TCH924GKA2* |  | EA*4X24*17A* | *9MV*0401410A** | 24000 | 12.5 | 15.7 | 25000 | 8.5 | 15700 | 1 | HRCU-A-CB |  |  | 181 | 558 | Yes
5542467 | Discontinued | Systems | SMARTCOMFORT TXT+ R410A HP | TEMPSTAR | TCH924GKA2* |  | EA*4X24*17A* | *9MV*0601714A** | 24600 | 13.2 | 16.5 | 25000 | 9 | 15700 | 1 | HRCU-A-CB |  |  | 177 | 527 | Yes
5542468 | Discontinued | Systems | SMARTCOMFORT TXT+ R410A HP | TEMPSTAR | TCH924GKA2* |  | EA*4X24*17A* | *9MV*0801716A** | 24600 | 13.2 | 16.7 | 25000 | 9 | 15600 | 1 | HRCU-A-CB |  |  | 174 | 527 | Yes
5542364 | Discontinued | Systems | SMARTCOMFORT TXT+ R410A HP | TEMPSTAR | TCH924GKA2* |  | EA*4X24*17A* | *9MX*0601714A** | 25000 | 13 | 16.7 | 25000 | 9.2 | 16000 | 1 | HRCU-A-CB |  |  | 177 | 515 | Yes
5542524 | Discontinued | Systems | SMARTCOMFORT TXT+ R410A HP | TEMPSTAR | TCH924GKA2* |  | EA*4X24*17A* | MV08**14C* | 24000 | 13.5 | 16.7 | 25000 | 9 | 15200 | 1 | HRCU-A-CB |  |  | 170 | 527 | Yes
5542525 | Discontinued | Systems | SMARTCOMFORT TXT+ R410A HP | TEMPSTAR | TCH924GKA2* |  | EA*4X24*17A* | MV12**17C* | 24200 | 13.5 | 17 | 25000 | 9 | 15300 | 1 | HRCU-A-CB |  |  | 169 | 527 | Yes
5542409 | Discontinued | Systems | SMARTCOMFORT TXT+ R410A HP | TEMPSTAR | TCH924GKA2* |  | EA*4X24*17A* | NOMV106D12* | 24800 | 13.2 | 16.2 | 25000 | 8.5 | 15600 | 1 | HRCU-A-CB |  |  | 181 | 558 | Yes
5691503 | Active | Systems | SMARTCOMFORT TXT+ R410A HP | TEMPSTAR | TCH924GKA2* |  | EA*4X24*17A* | OLV098A12* | 24400 | 13.2 | 16 | 25000 | 8.5 | 15400 | 1 | HRCU-A-CB |  |  | 181 | 558 | Yes
5691403 | Active | Systems | SMARTCOMFORT TXT+ R410A HP | TEMPSTAR | TCH924GKA2* |  | EA*4X24*17A* | OMV098J12* | 24400 | 13.2 | 16.5 | 25000 | 9 | 15500 | 1 | HRCU-A-CB |  |  | 175 | 527 | Yes
5542424 | Discontinued | Systems | SMARTCOMFORT TXT+ R410A HP | TEMPSTAR | TCH924GKA2* |  | EA*4X24*17A* | OMV112K14A | 24200 | 13.2 | 16.7 | 25000 | 9 | 15300 | 1 | HRCU-A-CB |  |  | 172 | 527 | Yes
5542258 | Discontinued | Systems | SMARTCOMFORT TXT+ R410A HP | TEMPSTAR | TCH924GKA2* |  | EA*4X24*17A*+WALLCON | *8MV*0701412** | 24800 | 13.5 | 17 | 25000 | 9.5 | 15600 | 1 | HRCU-A-CB |  |  | 173 | 499 | Yes
5542259 | Discontinued | Systems | SMARTCOMFORT TXT+ R410A HP | TEMPSTAR | TCH924GKA2* |  | EA*4X24*17A*+WALLCON | *8MV*0901716** | 24800 | 13.7 | 17.2 | 25000 | 9.5 | 15500 | 1 | HRCU-A-CB |  |  | 171 | 499 | Yes
5542256 | Discontinued | Systems | SMARTCOMFORT TXT+ R410A HP | TEMPSTAR | TCH924GKA2* |  | EA*4X24*17A*+WALLCON | *9MA*0601714A** | 24600 | 13.2 | 16.2 | 25000 | 9.2 | 15700 | 1 | HRCU-A-CB |  |  | 180 | 515 | Yes
5542257 | Discontinued | Systems | SMARTCOMFORT TXT+ R410A HP | TEMPSTAR | TCH924GKA2* |  | EA*4X24*17A*+WALLCON | *9MA*0801714A** | 24800 | 13.2 | 16.7 | 25000 | 9.5 | 15700 | 1 | HRCU-A-CB |  |  | 176 | 499 | Yes
5542394 | Discontinued | Systems | SMARTCOMFORT TXT+ R410A HP | TEMPSTAR | TCH924GKA2* |  | EA*4X30*14A* | *8MX*0451408** | 24400 | 13.2 | 16.5 | 25000 | 9 | 15500 | 1 | HRCU-A-CB |  |  | 175 | 527 | Yes
5542469 | Discontinued | Systems | SMARTCOMFORT TXT+ R410A HP | TEMPSTAR | TCH924GKA2* |  | EA*4X30*14A* | *9MV*0401410A** | 24000 | 12.5 | 15.7 | 25000 | 8.5 | 15700 | 1 | HRCU-A-CB |  |  | 181 | 558 | Yes
5542526 | Discontinued | Systems | SMARTCOMFORT TXT+ R410A HP | TEMPSTAR | TCH924GKA2* |  | EA*4X30*14A* | MV08**14C* | 24200 | 13.5 | 16.7 | 25000 | 9 | 15300 | 1 | HRCU-A-CB |  |  | 172 | 527 | Yes
5542260 | Discontinued | Systems | SMARTCOMFORT TXT+ R410A HP | TEMPSTAR | TCH924GKA2* |  | EA*4X30*14A*+WALLCON | *8MV*0701412** | 24800 | 13.5 | 17 | 25000 | 9.5 | 15600 | 1 | HRCU-A-CB |  |  | 173 | 499 | Yes
5542395 | Discontinued | Systems | SMARTCOMFORT TXT+ R410A HP | TEMPSTAR | TCH924GKA2* |  | EA*4X30*17A* | *8MX*0451408** | 24400 | 13.2 | 16.5 | 25000 | 9 | 15500 | 1 | HRCU-A-CB |  |  | 175 | 527 | Yes
5542470 | Discontinued | Systems | SMARTCOMFORT TXT+ R410A HP | TEMPSTAR | TCH924GKA2* |  | EA*4X30*17A* | *9MV*0401410A** | 24000 | 12.5 | 15.7 | 25000 | 9 | 15700 | 1 | HRCU-A-CB |  |  | 181 | 527 | Yes
5542471 | Discontinued | Systems | SMARTCOMFORT TXT+ R410A HP | TEMPSTAR | TCH924GKA2* |  | EA*4X30*17A* | *9MV*0601714A** | 24800 | 13.2 | 16.5 | 25000 | 9.2 | 15700 | 1 | HRCU-A-CB |  |  | 178 | 515 | Yes
5542472 | Discontinued | Systems | SMARTCOMFORT TXT+ R410A HP | TEMPSTAR | TCH924GKA2* |  | EA*4X30*17A* | *9MV*0801716A** | 24800 | 13.2 | 16.7 | 25000 | 9.5 | 15700 | 1 | HRCU-A-CB |  |  | 176 | 499 | Yes
5542367 | Discontinued | Systems | SMARTCOMFORT TXT+ R410A HP | TEMPSTAR | TCH924GKA2* |  | EA*4X30*17A* | *9MX*0601714A** | 25200 | 13.2 | 16.7 | 25000 | 9.5 | 16000 | 1 | HRCU-A-CB |  |  | 179 | 499 | Yes
5542527 | Discontinued | Systems | SMARTCOMFORT TXT+ R410A HP | TEMPSTAR | TCH924GKA2* |  | EA*4X30*17A* | MV08**14C* | 24200 | 13.5 | 17 | 25000 | 9 | 15300 | 1 | HRCU-A-CB |  |  | 169 | 527 | Yes
5542528 | Discontinued | Systems | SMARTCOMFORT TXT+ R410A HP | TEMPSTAR | TCH924GKA2* |  | EA*4X30*17A* | MV12**17C* | 24400 | 13.5 | 17 | 25000 | 9 | 15300 | 1 | HRCU-A-CB |  |  | 170 | 527 | Yes
5542410 | Discontinued | Systems | SMARTCOMFORT TXT+ R410A HP | TEMPSTAR | TCH924GKA2* |  | EA*4X30*17A* | NOMV106D12* | 24800 | 13.2 | 16.5 | 25000 | 9 | 15600 | 1 | HRCU-A-CB |  |  | 178 | 527 | Yes
5691510 | Active | Systems | SMARTCOMFORT TXT+ R410A HP | TEMPSTAR | TCH924GKA2* |  | EA*4X30*17A* | OLV098A12* | 24400 | 13.2 | 16 | 25000 | 8.5 | 15500 | 1 | HRCU-A-CB |  |  | 181 | 558 | Yes
5691410 | Active | Systems | SMARTCOMFORT TXT+ R410A HP | TEMPSTAR | TCH924GKA2* |  | EA*4X30*17A* | OMV098J12* | 24400 | 13.2 | 16.5 | 25000 | 9 | 15500 | 1 | HRCU-A-CB |  |  | 175 | 527 | Yes
5542426 | Discontinued | Systems | SMARTCOMFORT TXT+ R410A HP | TEMPSTAR | TCH924GKA2* |  | EA*4X30*17A* | OMV112K14A | 24200 | 13.5 | 16.7 | 25000 | 9 | 15300 | 1 | HRCU-A-CB |  |  | 172 | 527 | Yes
5542263 | Discontinued | Systems | SMARTCOMFORT TXT+ R410A HP | TEMPSTAR | TCH924GKA2* |  | EA*4X30*17A*+WALLCON | *8MV*0701412** | 25000 | 13.7 | 17.2 | 25000 | 9.5 | 15600 | 1 | HRCU-A-CB |  |  | 172 | 499 | Yes
5542264 | Discontinued | Systems | SMARTCOMFORT TXT+ R410A HP | TEMPSTAR | TCH924GKA2* |  | EA*4X30*17A*+WALLCON | *8MV*0901716** | 25000 | 13.7 | 17.2 | 25000 | 9.5 | 15500 | 1 | HRCU-A-CB |  |  | 172 | 499 | Yes
5542261 | Discontinued | Systems | SMARTCOMFORT TXT+ R410A HP | TEMPSTAR | TCH924GKA2* |  | EA*4X30*17A*+WALLCON | *9MA*0601714A** | 24800 | 13.2 | 16.5 | 25000 | 9.5 | 15700 | 1 | HRCU-A-CB |  |  | 178 | 499 | Yes
5542262 | Discontinued | Systems | SMARTCOMFORT TXT+ R410A HP | TEMPSTAR | TCH924GKA2* |  | EA*4X30*17A*+WALLCON | *9MA*0801714A** | 24800 | 13.5 | 16.7 | 25000 | 9.5 | 15700 | 1 | HRCU-A-CB |  |  | 176 | 499 | Yes
5542396 | Discontinued | Systems | SMARTCOMFORT TXT+ R410A HP | TEMPSTAR | TCH924GKA2* |  | EA*4X36*14A* | *8MX*0451408** | 24400 | 13.2 | 16.5 | 25000 | 9 | 15500 | 1 | HRCU-A-CB |  |  | 175 | 527 | Yes
5542473 | Discontinued | Systems | SMARTCOMFORT TXT+ R410A HP | TEMPSTAR | TCH924GKA2* |  | EA*4X36*14A* | *9MV*0401410A** | 24000 | 12.5 | 15.7 | 25000 | 8.5 | 15800 | 1 | HRCU-A-CB |  |  | 181 | 558 | Yes
5542529 | Discontinued | Systems | SMARTCOMFORT TXT+ R410A HP | TEMPSTAR | TCH924GKA2* |  | EA*4X36*14A* | MV08**14C* | 24200 | 13.5 | 17 | 25000 | 9 | 15300 | 1 | HRCU-A-CB |  |  | 169 | 527 | Yes
5542265 | Discontinued | Systems | SMARTCOMFORT TXT+ R410A HP | TEMPSTAR | TCH924GKA2* |  | EA*4X36*14A*+WALLCON | *8MV*0701412** | 25000 | 13.7 | 17 | 25000 | 9.5 | 15600 | 1 | HRCU-A-CB |  |  | 174 | 499 | Yes
5542397 | Discontinued | Systems | SMARTCOMFORT TXT+ R410A HP | TEMPSTAR | TCH924GKA2* |  | EA*4X36*17A* | *8MX*0451408** | 24600 | 13.2 | 16.7 | 25000 | 9 | 15500 | 1 | HRCU-A-CB |  |  | 174 | 527 | Yes
5542474 | Discontinued | Systems | SMARTCOMFORT TXT+ R410A HP | TEMPSTAR | TCH924GKA2* |  | EA*4X36*17A* | *9MV*0401410A** | 24200 | 12.5 | 15.7 | 25000 | 9 | 15800 | 1 | HRCU-A-CB |  |  | 183 | 527 | Yes
5542475 | Discontinued | Systems | SMARTCOMFORT TXT+ R410A HP | TEMPSTAR | TCH924GKA2* |  | EA*4X36*17A* | *9MV*0601714A** | 24800 | 13.2 | 16.7 | 25000 | 9.2 | 15700 | 1 | HRCU-A-CB |  |  | 176 | 515 | Yes
5542476 | Discontinued | Systems | SMARTCOMFORT TXT+ R410A HP | TEMPSTAR | TCH924GKA2* |  | EA*4X36*17A* | *9MV*0801716A** | 25000 | 13.5 | 16.7 | 25000 | 9.5 | 15700 | 1 | HRCU-A-CB |  |  | 177 | 499 | Yes
5542370 | Discontinued | Systems | SMARTCOMFORT TXT+ R410A HP | TEMPSTAR | TCH924GKA2* |  | EA*4X36*17A* | *9MX*0601714A** | 25400 | 13.2 | 16.7 | 25000 | 9.5 | 16000 | 1 | HRCU-A-CB |  |  | 180 | 499 | Yes
5542530 | Discontinued | Systems | SMARTCOMFORT TXT+ R410A HP | TEMPSTAR | TCH924GKA2* |  | EA*4X36*17A* | MV08**14C* | 24200 | 13.5 | 17 | 25000 | 9 | 15300 | 1 | HRCU-A-CB |  |  | 169 | 527 | Yes
5542531 | Discontinued | Systems | SMARTCOMFORT TXT+ R410A HP | TEMPSTAR | TCH924GKA2* |  | EA*4X36*17A* | MV12**17C* | 24400 | 13.7 | 17 | 25000 | 9 | 15300 | 1 | HRCU-A-CB |  |  | 170 | 527 | Yes
5542411 | Discontinued | Systems | SMARTCOMFORT TXT+ R410A HP | TEMPSTAR | TCH924GKA2* |  | EA*4X36*17A* | NOMV106D12* | 25000 | 13.5 | 16.5 | 25000 | 9 | 15600 | 1 | HRCU-A-CB |  |  | 179 | 527 | Yes
5691513 | Active | Systems | SMARTCOMFORT TXT+ R410A HP | TEMPSTAR | TCH924GKA2* |  | EA*4X36*17A* | OLV098A12* | 24400 | 13.2 | 16 | 25000 | 8.5 | 15500 | 1 | HRCU-A-CB |  |  | 181 | 558 | Yes
5691417 | Active | Systems | SMARTCOMFORT TXT+ R410A HP | TEMPSTAR | TCH924GKA2* |  | EA*4X36*17A* | OMV098J12* | 24400 | 13.2 | 16.7 | 25000 | 9 | 15500 | 1 | HRCU-A-CB |  |  | 173 | 527 | Yes
5542428 | Discontinued | Systems | SMARTCOMFORT TXT+ R410A HP | TEMPSTAR | TCH924GKA2* |  | EA*4X36*17A* | OMV112K14A | 24400 | 13.5 | 17 | 25000 | 9 | 15300 | 1 | HRCU-A-CB |  |  | 170 | 527 | Yes
5542268 | Discontinued | Systems | SMARTCOMFORT TXT+ R410A HP | TEMPSTAR | TCH924GKA2* |  | EA*4X36*17A*+WALLCON | *8MV*0701412** | 25000 | 13.7 | 17.2 | 25000 | 9.5 | 15600 | 1 | HRCU-A-CB |  |  | 172 | 499 | Yes
5542269 | Discontinued | Systems | SMARTCOMFORT TXT+ R410A HP | TEMPSTAR | TCH924GKA2* |  | EA*4X36*17A*+WALLCON | *8MV*0901716** | 25000 | 13.7 | 17.5 | 25000 | 9.5 | 15600 | 1 | HRCU-A-CB |  |  | 169 | 499 | Yes
5542266 | Discontinued | Systems | SMARTCOMFORT TXT+ R410A HP | TEMPSTAR | TCH924GKA2* |  | EA*4X36*17A*+WALLCON | *9MA*0601714A** | 24800 | 13.2 | 16.5 | 25000 | 9.5 | 15700 | 1 | HRCU-A-CB |  |  | 178 | 499 | Yes
5542267 | Discontinued | Systems | SMARTCOMFORT TXT+ R410A HP | TEMPSTAR | TCH924GKA2* |  | EA*4X36*17A*+WALLCON | *9MA*0801714A** | 25000 | 13.5 | 16.7 | 25000 | 9.5 | 15700 | 1 | HRCU-A-CB |  |  | 177 | 499 | Yes
5542477 | Discontinued | Systems | SMARTCOMFORT TXT+ R410A HP | TEMPSTAR | TCH924GKA2* |  | EA*4X36*21A* | *9MV*0601714A** | 24800 | 13.2 | 16.7 | 25000 | 9.5 | 15700 | 1 | HRCU-A-CB |  |  | 176 | 499 | Yes
5542478 | Discontinued | Systems | SMARTCOMFORT TXT+ R410A HP | TEMPSTAR | TCH924GKA2* |  | EA*4X36*21A* | *9MV*0801716A** | 25000 | 13.5 | 17 | 25000 | 9.5 | 15700 | 1 | HRCU-A-CB |  |  | 174 | 499 | Yes
5542479 | Discontinued | Systems | SMARTCOMFORT TXT+ R410A HP | TEMPSTAR | TCH924GKA2* |  | EA*4X36*21A* | *9MV*0802120A** | 25000 | 13.7 | 17.2 | 25000 | 9.5 | 15600 | 1 | HRCU-A-CB |  |  | 172 | 499 | Yes
5542480 | Discontinued | Systems | SMARTCOMFORT TXT+ R410A HP | TEMPSTAR | TCH924GKA2* |  | EA*4X36*21A* | *9MV*1002120A** | 25200 | 13.7 | 17.2 | 25000 | 9.5 | 15700 | 1 | HRCU-A-CB |  |  | 173 | 499 | Yes
5542532 | Discontinued | Systems | SMARTCOMFORT TXT+ R410A HP | TEMPSTAR | TCH924GKA2* |  | EA*4X36*21A* | MV12**17C* | 24400 | 13.7 | 17.2 | 25000 | 9 | 15300 | 1 | HRCU-A-CB |  |  | 168 | 527 | Yes
5542412 | Discontinued | Systems | SMARTCOMFORT TXT+ R410A HP | TEMPSTAR | TCH924GKA2* |  | EA*4X36*21A* | NOMV106D12* | 25000 | 13.5 | 16.5 | 25000 | 9 | 15600 | 1 | HRCU-A-CB |  |  | 179 | 527 | Yes
5691521 | Active | Systems | SMARTCOMFORT TXT+ R410A HP | TEMPSTAR | TCH924GKA2* |  | EA*4X36*21A* | OLV098A12* | 24400 | 13.2 | 16.2 | 25000 | 8.5 | 15400 | 1 | HRCU-A-CB |  |  | 178 | 558 | Yes
5691425 | Active | Systems | SMARTCOMFORT TXT+ R410A HP | TEMPSTAR | TCH924GKA2* |  | EA*4X36*21A* | OMV098J12* | 24400 | 13.2 | 16.7 | 25000 | 9 | 15500 | 1 | HRCU-A-CB |  |  | 173 | 527 | Yes
5542430 | Discontinued | Systems | SMARTCOMFORT TXT+ R410A HP | TEMPSTAR | TCH924GKA2* |  | EA*4X36*21A* | OMV112K14A | 24400 | 13.5 | 17 | 25000 | 9 | 15300 | 1 | HRCU-A-CB |  |  | 170 | 527 | Yes
5542275 | Discontinued | Systems | SMARTCOMFORT TXT+ R410A HP | TEMPSTAR | TCH924GKA2* |  | EA*4X36*21A*+WALLCON | *8MV*0901716** | 25000 | 14 | 17.5 | 25000 | 9.5 | 15500 | 1 | HRCU-A-CB |  |  | 169 | 499 | Yes
5542276 | Discontinued | Systems | SMARTCOMFORT TXT+ R410A HP | TEMPSTAR | TCH924GKA2* |  | EA*4X36*21A*+WALLCON | *8MV*1102120** | 25000 | 13.7 | 17.5 | 25000 | 9.5 | 15500 | 1 | HRCU-A-CB |  |  | 169 | 499 | Yes
5542270 | Discontinued | Systems | SMARTCOMFORT TXT+ R410A HP | TEMPSTAR | TCH924GKA2* |  | EA*4X36*21A*+WALLCON | *9MA*0601714A** | 24800 | 13.5 | 16.7 | 25000 | 9.5 | 15700 | 1 | HRCU-A-CB |  |  | 176 | 499 | Yes
5542272 | Discontinued | Systems | SMARTCOMFORT TXT+ R410A HP | TEMPSTAR | TCH924GKA2* |  | EA*4X36*21A*+WALLCON | *9MA*0602120A** | 25000 | 13.5 | 16.7 | 25000 | 9.5 | 15700 | 1 | HRCU-A-CB |  |  | 177 | 499 | Yes
5542271 | Discontinued | Systems | SMARTCOMFORT TXT+ R410A HP | TEMPSTAR | TCH924GKA2* |  | EA*4X36*21A*+WALLCON | *9MA*0801714A** | 25000 | 13.5 | 17 | 25000 | 9.5 | 15600 | 1 | HRCU-A-CB |  |  | 174 | 499 | Yes
5542273 | Discontinued | Systems | SMARTCOMFORT TXT+ R410A HP | TEMPSTAR | TCH924GKA2* |  | EA*4X36*21A*+WALLCON | *9MA*0802120A** | 25000 | 13.7 | 17.2 | 25000 | 9.5 | 15600 | 1 | HRCU-A-CB |  |  | 172 | 499 | Yes
5542274 | Discontinued | Systems | SMARTCOMFORT TXT+ R410A HP | TEMPSTAR | TCH924GKA2* |  | EA*4X36*21A*+WALLCON | *9MA*1002122A** | 25000 | 13.7 | 17.2 | 25000 | 9.5 | 15600 | 1 | HRCU-A-CB |  |  | 172 | 499 | Yes
5542406 | Discontinued | Systems | SMARTCOMFORT TXT+ R410A HP | TEMPSTAR | TCH924GKA2* |  | EHD4X24A** | *8MX*0451408** | 24200 | 13 | 16.2 | 25000 | 9 | 15500 | 1 | HRCU-A-CB |  |  | 177 | 527 | Yes
5542505 | Discontinued | Systems | SMARTCOMFORT TXT+ R410A HP | TEMPSTAR | TCH924GKA2* |  | EHD4X24A** | *9MV*0401410A** | 23800 | 12.5 | 15.5 | 25000 | 8.5 | 15700 | 1 | HRCU-A-CB |  |  | 182 | 558 | Yes
5542506 | Discontinued | Systems | SMARTCOMFORT TXT+ R410A HP | TEMPSTAR | TCH924GKA2* |  | EHD4X24A** | *9MV*0601714A** | 24800 | 13 | 16.2 | 25000 | 9 | 15900 | 1 | HRCU-A-CB |  |  | 181 | 527 | Yes
5542507 | Discontinued | Systems | SMARTCOMFORT TXT+ R410A HP | TEMPSTAR | TCH924GKA2* |  | EHD4X24A** | *9MV*0801716A** | 24600 | 13.2 | 16.5 | 25000 | 9 | 15700 | 1 | HRCU-A-CB |  |  | 177 | 527 | Yes
5542508 | Discontinued | Systems | SMARTCOMFORT TXT+ R410A HP | TEMPSTAR | TCH924GKA2* |  | EHD4X24A** | *9MV*0802120A** | 25000 | 13.2 | 16.7 | 25000 | 9.2 | 15800 | 1 | HRCU-A-CB |  |  | 177 | 515 | Yes
5542509 | Discontinued | Systems | SMARTCOMFORT TXT+ R410A HP | TEMPSTAR | TCH924GKA2* |  | EHD4X24A** | *9MV*1002120A** | 24600 | 13.2 | 16.7 | 25000 | 9.2 | 15600 | 1 | HRCU-A-CB |  |  | 174 | 515 | Yes
5542510 | Discontinued | Systems | SMARTCOMFORT TXT+ R410A HP | TEMPSTAR | TCH924GKA2* |  | EHD4X24A** | *9MV*1202422A** | 24600 | 13.2 | 16.7 | 25000 | 9.2 | 15600 | 1 | HRCU-A-CB |  |  | 174 | 515 | Yes
5542387 | Discontinued | Systems | SMARTCOMFORT TXT+ R410A HP | TEMPSTAR | TCH924GKA2* |  | EHD4X24A** | *9MX*0601714A** | 25000 | 13 | 16.5 | 25000 | 9.2 | 16000 | 1 | HRCU-A-CB |  |  | 179 | 515 | Yes
5542548 | Discontinued | Systems | SMARTCOMFORT TXT+ R410A HP | TEMPSTAR | TCH924GKA2* |  | EHD4X24A** | MV08**14C* | 24200 | 13.2 | 16.7 | 25000 | 9 | 15300 | 1 | HRCU-A-CB |  |  | 172 | 527 | Yes
5542549 | Discontinued | Systems | SMARTCOMFORT TXT+ R410A HP | TEMPSTAR | TCH924GKA2* |  | EHD4X24A** | MV12**17C* | 24400 | 13.2 | 16.7 | 25000 | 9 | 15400 | 1 | HRCU-A-CB |  |  | 173 | 527 | Yes
5542420 | Discontinued | Systems | SMARTCOMFORT TXT+ R410A HP | TEMPSTAR | TCH924GKA2* |  | EHD4X24A** | NOMV106D12* | 24800 | 13 | 16.2 | 25000 | 8.5 | 15800 | 1 | HRCU-A-CB |  |  | 181 | 558 | Yes
5691580 | Active | Systems | SMARTCOMFORT TXT+ R410A HP | TEMPSTAR | TCH924GKA2* |  | EHD4X24A** | OLV098A12* | 24400 | 13 | 15.7 | 25000 | 8.5 | 15600 | 1 | HRCU-A-CB |  |  | 184 | 558 | Yes
5691481 | Active | Systems | SMARTCOMFORT TXT+ R410A HP | TEMPSTAR | TCH924GKA2* |  | EHD4X24A** | OMV098J12* | 24400 | 13 | 16.2 | 25000 | 9 | 15600 | 1 | HRCU-A-CB |  |  | 178 | 527 | Yes
5542446 | Discontinued | Systems | SMARTCOMFORT TXT+ R410A HP | TEMPSTAR | TCH924GKA2* |  | EHD4X24A** | OMV112K14A | 24200 | 13.2 | 16.5 | 25000 | 9 | 15400 | 1 | HRCU-A-CB |  |  | 174 | 527 | Yes
5542316 | Discontinued | Systems | SMARTCOMFORT TXT+ R410A HP | TEMPSTAR | TCH924GKA2* |  | EHD4X24A**+WALLCON | *8MV*0701412** | 25000 | 13.5 | 17 | 25000 | 9.5 | 15700 | 1 | HRCU-A-CB |  |  | 174 | 499 | Yes
5542317 | Discontinued | Systems | SMARTCOMFORT TXT+ R410A HP | TEMPSTAR | TCH924GKA2* |  | EHD4X24A**+WALLCON | *8MV*0901716** | 25000 | 13.5 | 17 | 25000 | 9.5 | 15700 | 1 | HRCU-A-CB |  |  | 174 | 499 | Yes
5542318 | Discontinued | Systems | SMARTCOMFORT TXT+ R410A HP | TEMPSTAR | TCH924GKA2* |  | EHD4X24A**+WALLCON | *8MV*1102120** | 25000 | 13.5 | 16.7 | 25000 | 9.5 | 15700 | 1 | HRCU-A-CB |  |  | 177 | 499 | Yes
5542319 | Discontinued | Systems | SMARTCOMFORT TXT+ R410A HP | TEMPSTAR | TCH924GKA2* |  | EHD4X24A**+WALLCON | *8MV*1352422** | 25000 | 13.5 | 17 | 25000 | 9.5 | 15700 | 1 | HRCU-A-CB |  |  | 174 | 499 | Yes
5542310 | Discontinued | Systems | SMARTCOMFORT TXT+ R410A HP | TEMPSTAR | TCH924GKA2* |  | EHD4X24A**+WALLCON | *9MA*0601714A** | 24800 | 13 | 16 | 25000 | 9.2 | 15900 | 1 | HRCU-A-CB |  |  | 184 | 515 | Yes
5542312 | Discontinued | Systems | SMARTCOMFORT TXT+ R410A HP | TEMPSTAR | TCH924GKA2* |  | EHD4X24A**+WALLCON | *9MA*0602120A** | 24800 | 13.2 | 16.2 | 25000 | 9.2 | 15800 | 1 | HRCU-A-CB |  |  | 181 | 515 | Yes
5542311 | Discontinued | Systems | SMARTCOMFORT TXT+ R410A HP | TEMPSTAR | TCH924GKA2* |  | EHD4X24A**+WALLCON | *9MA*0801714A** | 24800 | 13.2 | 16.2 | 25000 | 9.5 | 15800 | 1 | HRCU-A-CB |  |  | 181 | 499 | Yes
5542313 | Discontinued | Systems | SMARTCOMFORT TXT+ R410A HP | TEMPSTAR | TCH924GKA2* |  | EHD4X24A**+WALLCON | *9MA*0802120A** | 25000 | 13.2 | 16.5 | 25000 | 9.5 | 15800 | 1 | HRCU-A-CB |  |  | 179 | 499 | Yes
5542314 | Discontinued | Systems | SMARTCOMFORT TXT+ R410A HP | TEMPSTAR | TCH924GKA2* |  | EHD4X24A**+WALLCON | *9MA*1002122A** | 25000 | 13.2 | 16.7 | 25000 | 9.5 | 15700 | 1 | HRCU-A-CB |  |  | 177 | 499 | Yes
5542315 | Discontinued | Systems | SMARTCOMFORT TXT+ R410A HP | TEMPSTAR | TCH924GKA2* |  | EHD4X24A**+WALLCON | *9MA*1202422A** | 24800 | 13.2 | 16.5 | 25000 | 9.5 | 15800 | 1 | HRCU-A-CB |  |  | 178 | 499 | Yes
5542407 | Discontinued | Systems | SMARTCOMFORT TXT+ R410A HP | TEMPSTAR | TCH924GKA2* |  | EHD4X30A** | *8MX*0451408** | 24400 | 13.2 | 16.5 | 25000 | 9 | 15500 | 1 | HRCU-A-CB |  |  | 175 | 527 | Yes
5542511 | Discontinued | Systems | SMARTCOMFORT TXT+ R410A HP | TEMPSTAR | TCH924GKA2* |  | EHD4X30A** | *9MV*0401410A** | 24000 | 12.5 | 15.7 | 25000 | 8.5 | 15800 | 1 | HRCU-A-CB |  |  | 181 | 558 | Yes
5542512 | Discontinued | Systems | SMARTCOMFORT TXT+ R410A HP | TEMPSTAR | TCH924GKA2* |  | EHD4X30A** | *9MV*0601714A** | 24600 | 13.2 | 16.5 | 25000 | 9 | 15700 | 1 | HRCU-A-CB |  |  | 177 | 527 | Yes
5542513 | Discontinued | Systems | SMARTCOMFORT TXT+ R410A HP | TEMPSTAR | TCH924GKA2* |  | EHD4X30A** | *9MV*0801716A** | 24800 | 13.2 | 16.7 | 25000 | 9.2 | 15700 | 1 | HRCU-A-CB |  |  | 176 | 515 | Yes
5542514 | Discontinued | Systems | SMARTCOMFORT TXT+ R410A HP | TEMPSTAR | TCH924GKA2* |  | EHD4X30A** | *9MV*0802120A** | 24200 | 13.5 | 16.7 | 25000 | 9.2 | 15400 | 1 | HRCU-A-CB |  |  | 172 | 515 | Yes
5542515 | Discontinued | Systems | SMARTCOMFORT TXT+ R410A HP | TEMPSTAR | TCH924GKA2* |  | EHD4X30A** | *9MV*1002120A** | 25000 | 13.5 | 17 | 25000 | 9.5 | 15700 | 1 | HRCU-A-CB |  |  | 174 | 499 | Yes
5542516 | Discontinued | Systems | SMARTCOMFORT TXT+ R410A HP | TEMPSTAR | TCH924GKA2* |  | EHD4X30A** | *9MV*1202422A** | 25000 | 13.7 | 17 | 25000 | 9.5 | 15400 | 1 | HRCU-A-CB |  |  | 174 | 499 | Yes
5542389 | Discontinued | Systems | SMARTCOMFORT TXT+ R410A HP | TEMPSTAR | TCH924GKA2* |  | EHD4X30A** | *9MX*0601714A** | 25400 | 13.2 | 17 | 25000 | 9.5 | 16000 | 1 | HRCU-A-CB |  |  | 177 | 499 | Yes
5542550 | Discontinued | Systems | SMARTCOMFORT TXT+ R410A HP | TEMPSTAR | TCH924GKA2* |  | EHD4X30A** | MV08**14C* | 24200 | 13.5 | 16.7 | 25000 | 9 | 15300 | 1 | HRCU-A-CB |  |  | 172 | 527 | Yes
5542551 | Discontinued | Systems | SMARTCOMFORT TXT+ R410A HP | TEMPSTAR | TCH924GKA2* |  | EHD4X30A** | MV12**17C* | 24400 | 13.5 | 17 | 25000 | 9 | 15400 | 1 | HRCU-A-CB |  |  | 170 | 527 | Yes
5542421 | Discontinued | Systems | SMARTCOMFORT TXT+ R410A HP | TEMPSTAR | TCH924GKA2* |  | EHD4X30A** | NOMV106D12* | 25000 | 13.2 | 16.5 | 25000 | 8.5 | 15700 | 1 | HRCU-A-CB |  |  | 179 | 558 | Yes
5691582 | Active | Systems | SMARTCOMFORT TXT+ R410A HP | TEMPSTAR | TCH924GKA2* |  | EHD4X30A** | OLV098A12* | 24400 | 13.2 | 16 | 25000 | 8.5 | 15500 | 1 | HRCU-A-CB |  |  | 181 | 558 | Yes
5691486 | Active | Systems | SMARTCOMFORT TXT+ R410A HP | TEMPSTAR | TCH924GKA2* |  | EHD4X30A** | OMV098J12* | 24400 | 13.2 | 16.7 | 25000 | 9 | 15600 | 1 | HRCU-A-CB |  |  | 173 | 527 | Yes
5542448 | Discontinued | Systems | SMARTCOMFORT TXT+ R410A HP | TEMPSTAR | TCH924GKA2* |  | EHD4X30A** | OMV112K14A | 24400 | 13.5 | 16.7 | 25000 | 9 | 15400 | 1 | HRCU-A-CB |  |  | 173 | 527 | Yes
5542326 | Discontinued | Systems | SMARTCOMFORT TXT+ R410A HP | TEMPSTAR | TCH924GKA2* |  | EHD4X30A**+WALLCON | *8MV*0701412** | 25000 | 13.7 | 17.2 | 25000 | 9.5 | 15700 | 1 | HRCU-A-CB |  |  | 172 | 499 | Yes
5542327 | Discontinued | Systems | SMARTCOMFORT TXT+ R410A HP | TEMPSTAR | TCH924GKA2* |  | EHD4X30A**+WALLCON | *8MV*0901716** | 25000 | 13.7 | 17.2 | 25000 | 9.5 | 15600 | 1 | HRCU-A-CB |  |  | 172 | 499 | Yes
5542328 | Discontinued | Systems | SMARTCOMFORT TXT+ R410A HP | TEMPSTAR | TCH924GKA2* |  | EHD4X30A**+WALLCON | *8MV*1102120** | 25000 | 13.7 | 17.2 | 25000 | 9.5 | 15700 | 1 | HRCU-A-CB |  |  | 172 | 499 | Yes
5542329 | Discontinued | Systems | SMARTCOMFORT TXT+ R410A HP | TEMPSTAR | TCH924GKA2* |  | EHD4X30A**+WALLCON | *8MV*1352422** | 25000 | 13.7 | 17.2 | 25000 | 9.5 | 15600 | 1 | HRCU-A-CB |  |  | 172 | 499 | Yes
5542320 | Discontinued | Systems | SMARTCOMFORT TXT+ R410A HP | TEMPSTAR | TCH924GKA2* |  | EHD4X30A**+WALLCON | *9MA*0601714A** | 25000 | 13.2 | 16.5 | 25000 | 9.5 | 15800 | 1 | HRCU-A-CB |  |  | 179 | 499 | Yes
5542322 | Discontinued | Systems | SMARTCOMFORT TXT+ R410A HP | TEMPSTAR | TCH924GKA2* |  | EHD4X30A**+WALLCON | *9MA*0602120A** | 25000 | 13.2 | 16.7 | 25000 | 9.5 | 15800 | 1 | HRCU-A-CB |  |  | 177 | 499 | Yes
5542321 | Discontinued | Systems | SMARTCOMFORT TXT+ R410A HP | TEMPSTAR | TCH924GKA2* |  | EHD4X30A**+WALLCON | *9MA*0801714A** | 25000 | 13.2 | 16.7 | 25000 | 9.5 | 15800 | 1 | HRCU-A-CB |  |  | 177 | 499 | Yes
5542323 | Discontinued | Systems | SMARTCOMFORT TXT+ R410A HP | TEMPSTAR | TCH924GKA2* |  | EHD4X30A**+WALLCON | *9MA*0802120A** | 25000 | 13.5 | 17 | 25000 | 9.5 | 15700 | 1 | HRCU-A-CB |  |  | 174 | 499 | Yes
5542324 | Discontinued | Systems | SMARTCOMFORT TXT+ R410A HP | TEMPSTAR | TCH924GKA2* |  | EHD4X30A**+WALLCON | *9MA*1002122A** | 25000 | 13.5 | 17 | 25000 | 9.5 | 15700 | 1 | HRCU-A-CB |  |  | 174 | 499 | Yes
5542325 | Discontinued | Systems | SMARTCOMFORT TXT+ R410A HP | TEMPSTAR | TCH924GKA2* |  | EHD4X30A**+WALLCON | *9MA*1202422A** | 25000 | 13.5 | 16.7 | 25000 | 9.5 | 15700 | 1 | HRCU-A-CB |  |  | 177 | 499 | Yes
5542408 | Discontinued | Systems | SMARTCOMFORT TXT+ R410A HP | TEMPSTAR | TCH924GKA2* |  | EHD4X36A** | *8MX*0451408** | 24600 | 13.2 | 16.7 | 25000 | 9 | 15600 | 1 | HRCU-A-CB |  |  | 174 | 527 | Yes
5542517 | Discontinued | Systems | SMARTCOMFORT TXT+ R410A HP | TEMPSTAR | TCH924GKA2* |  | EHD4X36A** | *9MV*0401410A** | 24200 | 12.5 | 15.7 | 25000 | 9 | 15800 | 1 | HRCU-A-CB |  |  | 183 | 527 | Yes
5542518 | Discontinued | Systems | SMARTCOMFORT TXT+ R410A HP | TEMPSTAR | TCH924GKA2* |  | EHD4X36A** | *9MV*0601714A** | 24800 | 13.2 | 16.7 | 25000 | 9.5 | 15800 | 1 | HRCU-A-CB |  |  | 176 | 499 | Yes
5542519 | Discontinued | Systems | SMARTCOMFORT TXT+ R410A HP | TEMPSTAR | TCH924GKA2* |  | EHD4X36A** | *9MV*0801716A** | 25000 | 13.5 | 16.7 | 25000 | 9.5 | 15700 | 1 | HRCU-A-CB |  |  | 177 | 499 | Yes
5542520 | Discontinued | Systems | SMARTCOMFORT TXT+ R410A HP | TEMPSTAR | TCH924GKA2* |  | EHD4X36A** | *9MV*0802120A** | 24600 | 13.7 | 17 | 25000 | 9.5 | 15500 | 1 | HRCU-A-CB |  |  | 171 | 499 | Yes
5542521 | Discontinued | Systems | SMARTCOMFORT TXT+ R410A HP | TEMPSTAR | TCH924GKA2* |  | EHD4X36A** | *9MV*1002120A** | 25000 | 13.7 | 17.2 | 25000 | 9.5 | 15600 | 1 | HRCU-A-CB |  |  | 172 | 499 | Yes
5542522 | Discontinued | Systems | SMARTCOMFORT TXT+ R410A HP | TEMPSTAR | TCH924GKA2* |  | EHD4X36A** | *9MV*1202422A** | 24800 | 13.7 | 17 | 25000 | 9.5 | 15500 | 1 | HRCU-A-CB |  |  | 173 | 499 | Yes
5542391 | Discontinued | Systems | SMARTCOMFORT TXT+ R410A HP | TEMPSTAR | TCH924GKA2* |  | EHD4X36A** | *9MX*0601714A** | 25600 | 13.2 | 17 | 25000 | 9.5 | 16100 | 1 | HRCU-A-CB |  |  | 178 | 499 | Yes
5542552 | Discontinued | Systems | SMARTCOMFORT TXT+ R410A HP | TEMPSTAR | TCH924GKA2* |  | EHD4X36A** | MV08**14C* | 24200 | 13.5 | 16.7 | 25000 | 9 | 15300 | 1 | HRCU-A-CB |  |  | 172 | 527 | Yes
5542553 | Discontinued | Systems | SMARTCOMFORT TXT+ R410A HP | TEMPSTAR | TCH924GKA2* |  | EHD4X36A** | MV12**17C* | 24400 | 13.7 | 17 | 25000 | 9 | 15400 | 1 | HRCU-A-CB |  |  | 170 | 527 | Yes
5542422 | Discontinued | Systems | SMARTCOMFORT TXT+ R410A HP | TEMPSTAR | TCH924GKA2* |  | EHD4X36A** | NOMV106D12* | 25000 | 13.5 | 16.5 | 25000 | 9 | 15700 | 1 | HRCU-A-CB |  |  | 179 | 527 | Yes
5691591 | Active | Systems | SMARTCOMFORT TXT+ R410A HP | TEMPSTAR | TCH924GKA2* |  | EHD4X36A** | OLV098A12* | 24600 | 13.2 | 16 | 25000 | 8.5 | 15500 | 1 | HRCU-A-CB |  |  | 182 | 558 | Yes
5691496 | Active | Systems | SMARTCOMFORT TXT+ R410A HP | TEMPSTAR | TCH924GKA2* |  | EHD4X36A** | OMV098J12* | 24600 | 13.2 | 16.7 | 25000 | 9 | 15600 | 1 | HRCU-A-CB |  |  | 174 | 527 | Yes
5542450 | Discontinued | Systems | SMARTCOMFORT TXT+ R410A HP | TEMPSTAR | TCH924GKA2* |  | EHD4X36A** | OMV112K14A | 24400 | 13.5 | 17 | 25000 | 9.2 | 15400 | 1 | HRCU-A-CB |  |  | 170 | 515 | Yes
5542336 | Discontinued | Systems | SMARTCOMFORT TXT+ R410A HP | TEMPSTAR | TCH924GKA2* |  | EHD4X36A**+WALLCON | *8MV*0701412** | 25200 | 13.7 | 17.2 | 25000 | 9.5 | 15700 | 1 | HRCU-A-CB |  |  | 173 | 499 | Yes
5542337 | Discontinued | Systems | SMARTCOMFORT TXT+ R410A HP | TEMPSTAR | TCH924GKA2* |  | EHD4X36A**+WALLCON | *8MV*0901716** | 25200 | 13.7 | 17.5 | 25000 | 9.7 | 15600 | 1 | HRCU-A-CB |  |  | 170 | 489 | Yes
5542338 | Discontinued | Systems | SMARTCOMFORT TXT+ R410A HP | TEMPSTAR | TCH924GKA2* |  | EHD4X36A**+WALLCON | *8MV*1102120** | 25200 | 13.7 | 17.2 | 25000 | 9.5 | 15600 | 1 | HRCU-A-CB |  |  | 173 | 499 | Yes
5542339 | Discontinued | Systems | SMARTCOMFORT TXT+ R410A HP | TEMPSTAR | TCH924GKA2* |  | EHD4X36A**+WALLCON | *8MV*1352422** | 25200 | 14 | 17.5 | 25000 | 9.7 | 15600 | 1 | HRCU-A-CB |  |  | 170 | 489 | Yes
5542330 | Discontinued | Systems | SMARTCOMFORT TXT+ R410A HP | TEMPSTAR | TCH924GKA2* |  | EHD4X36A**+WALLCON | *9MA*0601714A** | 25000 | 13.2 | 16.5 | 25000 | 9.5 | 15800 | 1 | HRCU-A-CB |  |  | 179 | 499 | Yes
5542332 | Discontinued | Systems | SMARTCOMFORT TXT+ R410A HP | TEMPSTAR | TCH924GKA2* |  | EHD4X36A**+WALLCON | *9MA*0602120A** | 25000 | 13.5 | 17 | 25000 | 9.5 | 15800 | 1 | HRCU-A-CB |  |  | 174 | 499 | Yes
5542331 | Discontinued | Systems | SMARTCOMFORT TXT+ R410A HP | TEMPSTAR | TCH924GKA2* |  | EHD4X36A**+WALLCON | *9MA*0801714A** | 25000 | 13.5 | 17 | 25000 | 9.5 | 15700 | 1 | HRCU-A-CB |  |  | 174 | 499 | Yes
5542333 | Discontinued | Systems | SMARTCOMFORT TXT+ R410A HP | TEMPSTAR | TCH924GKA2* |  | EHD4X36A**+WALLCON | *9MA*0802120A** | 25000 | 13.7 | 17.2 | 25000 | 9.5 | 15700 | 1 | HRCU-A-CB |  |  | 172 | 499 | Yes
5542334 | Discontinued | Systems | SMARTCOMFORT TXT+ R410A HP | TEMPSTAR | TCH924GKA2* |  | EHD4X36A**+WALLCON | *9MA*1002122A** | 25200 | 13.7 | 17.2 | 25000 | 9.5 | 15700 | 1 | HRCU-A-CB |  |  | 173 | 499 | Yes
5542335 | Discontinued | Systems | SMARTCOMFORT TXT+ R410A HP | TEMPSTAR | TCH924GKA2* |  | EHD4X36A**+WALLCON | *9MA*1202422A** | 25000 | 13.7 | 17 | 25000 | 9.5 | 15700 | 1 | HRCU-A-CB |  |  | 174 | 499 | Yes
5542398 | Discontinued | Systems | SMARTCOMFORT TXT+ R410A HP | TEMPSTAR | TCH924GKA2* |  | EN(A,D)4X24*14** | *8MX*0451408** | 24200 | 13 | 16.2 | 25000 | 9 | 15500 | 1 | HRCU-A-CB |  |  | 177 | 527 | Yes
5542481 | Discontinued | Systems | SMARTCOMFORT TXT+ R410A HP | TEMPSTAR | TCH924GKA2* |  | EN(A,D)4X24*14** | *9MV*0401410A** | 23800 | 12.5 | 15.7 | 25000 | 8.5 | 15700 | 1 | HRCU-A-CB |  |  | 179 | 558 | Yes
5542533 | Discontinued | Systems | SMARTCOMFORT TXT+ R410A HP | TEMPSTAR | TCH924GKA2* |  | EN(A,D)4X24*14** | MV08**14C* | 24000 | 13.2 | 16.7 | 25000 | 9 | 15300 | 1 | HRCU-A-CB |  |  | 170 | 527 | Yes
5542277 | Discontinued | Systems | SMARTCOMFORT TXT+ R410A HP | TEMPSTAR | TCH924GKA2* |  | EN(A,D)4X24*14**+WALLCON | *8MV*0701412** | 24800 | 13.5 | 17 | 25000 | 9.5 | 15700 | 1 | HRCU-A-CB |  |  | 173 | 499 | Yes
5542399 | Discontinued | Systems | SMARTCOMFORT TXT+ R410A HP | TEMPSTAR | TCH924GKA2* |  | EN(A,D)4X24*17** | *8MX*0451408** | 24200 | 13 | 16.2 | 25000 | 9 | 15500 | 1 | HRCU-A-CB |  |  | 177 | 527 | Yes
5542482 | Discontinued | Systems | SMARTCOMFORT TXT+ R410A HP | TEMPSTAR | TCH924GKA2* |  | EN(A,D)4X24*17** | *9MV*0401410A** | 23800 | 12.5 | 15.7 | 25000 | 8.5 | 15700 | 1 | HRCU-A-CB |  |  | 179 | 558 | Yes
5542483 | Discontinued | Systems | SMARTCOMFORT TXT+ R410A HP | TEMPSTAR | TCH924GKA2* |  | EN(A,D)4X24*17** | *9MV*0601714A** | 24400 | 13 | 16.5 | 25000 | 9 | 15600 | 1 | HRCU-A-CB |  |  | 175 | 527 | Yes
5542484 | Discontinued | Systems | SMARTCOMFORT TXT+ R410A HP | TEMPSTAR | TCH924GKA2* |  | EN(A,D)4X24*17** | *9MV*0801716A** | 24600 | 13.2 | 16.5 | 25000 | 9 | 15600 | 1 | HRCU-A-CB |  |  | 177 | 527 | Yes
5542373 | Discontinued | Systems | SMARTCOMFORT TXT+ R410A HP | TEMPSTAR | TCH924GKA2* |  | EN(A,D)4X24*17** | *9MX*0601714A** | 25000 | 13 | 16.5 | 25000 | 9 | 16000 | 1 | HRCU-A-CB |  |  | 179 | 527 | Yes
5542534 | Discontinued | Systems | SMARTCOMFORT TXT+ R410A HP | TEMPSTAR | TCH924GKA2* |  | EN(A,D)4X24*17** | MV08**14C* | 24000 | 13.2 | 16.7 | 25000 | 9 | 15300 | 1 | HRCU-A-CB |  |  | 170 | 527 | Yes
5542535 | Discontinued | Systems | SMARTCOMFORT TXT+ R410A HP | TEMPSTAR | TCH924GKA2* |  | EN(A,D)4X24*17** | MV12**17C* | 24200 | 13.2 | 17 | 25000 | 9 | 15400 | 1 | HRCU-A-CB |  |  | 169 | 527 | Yes
5542413 | Discontinued | Systems | SMARTCOMFORT TXT+ R410A HP | TEMPSTAR | TCH924GKA2* |  | EN(A,D)4X24*17** | NOMV106D12* | 24800 | 13 | 16.2 | 25000 | 8.5 | 15800 | 1 | HRCU-A-CB |  |  | 181 | 558 | Yes
5691527 | Active | Systems | SMARTCOMFORT TXT+ R410A HP | TEMPSTAR | TCH924GKA2* |  | EN(A,D)4X24*17** | OLV098A12* | 24400 | 13 | 16 | 25000 | 8.5 | 15500 | 1 | HRCU-A-CB |  |  | 181 | 558 | Yes
5691431 | Active | Systems | SMARTCOMFORT TXT+ R410A HP | TEMPSTAR | TCH924GKA2* |  | EN(A,D)4X24*17** | OMV098J12* | 24400 | 13 | 16.5 | 25000 | 9 | 15600 | 1 | HRCU-A-CB |  |  | 175 | 527 | Yes
5542432 | Discontinued | Systems | SMARTCOMFORT TXT+ R410A HP | TEMPSTAR | TCH924GKA2* |  | EN(A,D)4X24*17** | OMV112K14A | 24200 | 13.2 | 16.7 | 25000 | 9 | 15400 | 1 | HRCU-A-CB |  |  | 172 | 527 | Yes
5542280 | Discontinued | Systems | SMARTCOMFORT TXT+ R410A HP | TEMPSTAR | TCH924GKA2* |  | EN(A,D)4X24*17**+WALLCON | *8MV*0701412** | 24800 | 13.5 | 17 | 25000 | 9.5 | 15700 | 1 | HRCU-A-CB |  |  | 173 | 499 | Yes
5542281 | Discontinued | Systems | SMARTCOMFORT TXT+ R410A HP | TEMPSTAR | TCH924GKA2* |  | EN(A,D)4X24*17**+WALLCON | *8MV*0901716** | 25000 | 13.5 | 17.2 | 25000 | 9.5 | 15600 | 1 | HRCU-A-CB |  |  | 172 | 499 | Yes
5542278 | Discontinued | Systems | SMARTCOMFORT TXT+ R410A HP | TEMPSTAR | TCH924GKA2* |  | EN(A,D)4X24*17**+WALLCON | *9MA*0601714A** | 24800 | 13 | 16.2 | 25000 | 9 | 15800 | 1 | HRCU-A-CB |  |  | 181 | 527 | Yes
5542279 | Discontinued | Systems | SMARTCOMFORT TXT+ R410A HP | TEMPSTAR | TCH924GKA2* |  | EN(A,D)4X24*17**+WALLCON | *9MA*0801714A** | 24800 | 13.2 | 16.5 | 25000 | 9.2 | 15800 | 1 | HRCU-A-CB |  |  | 178 | 515 | Yes
5542400 | Discontinued | Systems | SMARTCOMFORT TXT+ R410A HP | TEMPSTAR | TCH924GKA2* |  | EN(A,D)4X30*14** | *8MX*0451408** | 24200 | 13.2 | 16.2 | 25000 | 9 | 15500 | 1 | HRCU-A-CB |  |  | 177 | 527 | Yes
5542485 | Discontinued | Systems | SMARTCOMFORT TXT+ R410A HP | TEMPSTAR | TCH924GKA2* |  | EN(A,D)4X30*14** | *9MV*0401410A** | 23800 | 12.5 | 15.7 | 25000 | 8.5 | 15700 | 1 | HRCU-A-CB |  |  | 179 | 558 | Yes
5542536 | Discontinued | Systems | SMARTCOMFORT TXT+ R410A HP | TEMPSTAR | TCH924GKA2* |  | EN(A,D)4X30*14** | MV08**14C* | 24200 | 13.2 | 16.7 | 25000 | 9 | 15300 | 1 | HRCU-A-CB |  |  | 172 | 527 | Yes
5542282 | Discontinued | Systems | SMARTCOMFORT TXT+ R410A HP | TEMPSTAR | TCH924GKA2* |  | EN(A,D)4X30*14**+WALLCON | *8MV*0701412** | 24800 | 13.5 | 17 | 25000 | 9.5 | 15700 | 1 | HRCU-A-CB |  |  | 173 | 499 | Yes
5542401 | Discontinued | Systems | SMARTCOMFORT TXT+ R410A HP | TEMPSTAR | TCH924GKA2* |  | EN(A,D)4X30*17** | *8MX*0451408** | 24400 | 13.2 | 16.5 | 25000 | 9 | 15500 | 1 | HRCU-A-CB |  |  | 175 | 527 | Yes
5542486 | Discontinued | Systems | SMARTCOMFORT TXT+ R410A HP | TEMPSTAR | TCH924GKA2* |  | EN(A,D)4X30*17** | *9MV*0401410A** | 24000 | 12.5 | 15.7 | 25000 | 9 | 15700 | 1 | HRCU-A-CB |  |  | 181 | 527 | Yes
5542487 | Discontinued | Systems | SMARTCOMFORT TXT+ R410A HP | TEMPSTAR | TCH924GKA2* |  | EN(A,D)4X30*17** | *9MV*0601714A** | 24600 | 13.2 | 16.5 | 25000 | 9.2 | 15700 | 1 | HRCU-A-CB |  |  | 177 | 515 | Yes
5542488 | Discontinued | Systems | SMARTCOMFORT TXT+ R410A HP | TEMPSTAR | TCH924GKA2* |  | EN(A,D)4X30*17** | *9MV*0801716A** | 24800 | 13.2 | 16.7 | 25000 | 9.5 | 15700 | 1 | HRCU-A-CB |  |  | 176 | 499 | Yes
5542376 | Discontinued | Systems | SMARTCOMFORT TXT+ R410A HP | TEMPSTAR | TCH924GKA2* |  | EN(A,D)4X30*17** | *9MX*0601714A** | 25200 | 13 | 16.7 | 25000 | 9.5 | 16000 | 1 | HRCU-A-CB |  |  | 179 | 499 | Yes
5542537 | Discontinued | Systems | SMARTCOMFORT TXT+ R410A HP | TEMPSTAR | TCH924GKA2* |  | EN(A,D)4X30*17** | MV08**14C* | 24200 | 13.5 | 17 | 25000 | 9 | 15300 | 1 | HRCU-A-CB |  |  | 169 | 527 | Yes
5542538 | Discontinued | Systems | SMARTCOMFORT TXT+ R410A HP | TEMPSTAR | TCH924GKA2* |  | EN(A,D)4X30*17** | MV12**17C* | 24400 | 13.5 | 17 | 25000 | 9 | 15300 | 1 | HRCU-A-CB |  |  | 170 | 527 | Yes
5542414 | Discontinued | Systems | SMARTCOMFORT TXT+ R410A HP | TEMPSTAR | TCH924GKA2* |  | EN(A,D)4X30*17** | NOMV106D12* | 24800 | 13.2 | 16.5 | 25000 | 9 | 15700 | 1 | HRCU-A-CB |  |  | 178 | 527 | Yes
5691534 | Active | Systems | SMARTCOMFORT TXT+ R410A HP | TEMPSTAR | TCH924GKA2* |  | EN(A,D)4X30*17** | OLV098A12* | 24400 | 13.2 | 16 | 25000 | 8.5 | 15500 | 1 | HRCU-A-CB |  |  | 181 | 558 | Yes
5691437 | Active | Systems | SMARTCOMFORT TXT+ R410A HP | TEMPSTAR | TCH924GKA2* |  | EN(A,D)4X30*17** | OMV098J12* | 24400 | 13.2 | 16.7 | 25000 | 9 | 15500 | 1 | HRCU-A-CB |  |  | 173 | 527 | Yes
5542434 | Discontinued | Systems | SMARTCOMFORT TXT+ R410A HP | TEMPSTAR | TCH924GKA2* |  | EN(A,D)4X30*17** | OMV112K14A | 24200 | 13.5 | 16.7 | 25000 | 9 | 15300 | 1 | HRCU-A-CB |  |  | 172 | 527 | Yes
5542285 | Discontinued | Systems | SMARTCOMFORT TXT+ R410A HP | TEMPSTAR | TCH924GKA2* |  | EN(A,D)4X30*17**+WALLCON | *8MV*0701412** | 25000 | 13.7 | 17 | 25000 | 9.5 | 15600 | 1 | HRCU-A-CB |  |  | 174 | 499 | Yes
5542286 | Discontinued | Systems | SMARTCOMFORT TXT+ R410A HP | TEMPSTAR | TCH924GKA2* |  | EN(A,D)4X30*17**+WALLCON | *8MV*0901716** | 25000 | 13.7 | 17.2 | 25000 | 9.5 | 15600 | 1 | HRCU-A-CB |  |  | 172 | 499 | Yes
5542283 | Discontinued | Systems | SMARTCOMFORT TXT+ R410A HP | TEMPSTAR | TCH924GKA2* |  | EN(A,D)4X30*17**+WALLCON | *9MA*0601714A** | 24800 | 13.2 | 16.5 | 25000 | 9.5 | 15800 | 1 | HRCU-A-CB |  |  | 178 | 499 | Yes
5542284 | Discontinued | Systems | SMARTCOMFORT TXT+ R410A HP | TEMPSTAR | TCH924GKA2* |  | EN(A,D)4X30*17**+WALLCON | *9MA*0801714A** | 24800 | 13.5 | 16.7 | 25000 | 9.5 | 15700 | 1 | HRCU-A-CB |  |  | 176 | 499 | Yes
5542492 | Discontinued | Systems | SMARTCOMFORT TXT+ R410A HP | TEMPSTAR | TCH924GKA2* |  | EN(A,D)4X36*21** | *9MV*0601714A** | 24600 | 13.2 | 16.5 | 25000 | 9.2 | 15700 | 1 | HRCU-A-CB |  |  | 177 | 515 | Yes
5542493 | Discontinued | Systems | SMARTCOMFORT TXT+ R410A HP | TEMPSTAR | TCH924GKA2* |  | EN(A,D)4X36*21** | *9MV*0801716A** | 24800 | 13.2 | 16.7 | 25000 | 9.5 | 15700 | 1 | HRCU-A-CB |  |  | 176 | 499 | Yes
5542494 | Discontinued | Systems | SMARTCOMFORT TXT+ R410A HP | TEMPSTAR | TCH924GKA2* |  | EN(A,D)4X36*21** | *9MV*0802120A** | 24400 | 13.5 | 17 | 25000 | 9.5 | 15400 | 1 | HRCU-A-CB |  |  | 170 | 499 | Yes
5542495 | Discontinued | Systems | SMARTCOMFORT TXT+ R410A HP | TEMPSTAR | TCH924GKA2* |  | EN(A,D)4X36*21** | *9MV*1002120A** | 24800 | 13.5 | 17 | 25000 | 9.5 | 15600 | 1 | HRCU-A-CB |  |  | 173 | 499 | Yes
5542379 | Discontinued | Systems | SMARTCOMFORT TXT+ R410A HP | TEMPSTAR | TCH924GKA2* |  | EN(A,D)4X36*21** | *9MX*0601714A** | 25200 | 13.2 | 16.7 | 25000 | 9.5 | 16000 | 1 | HRCU-A-CB |  |  | 179 | 499 | Yes
5542541 | Discontinued | Systems | SMARTCOMFORT TXT+ R410A HP | TEMPSTAR | TCH924GKA2* |  | EN(A,D)4X36*21** | MV12**17C* | 24400 | 13.5 | 17 | 25000 | 9 | 15300 | 1 | HRCU-A-CB |  |  | 170 | 527 | Yes
5542416 | Discontinued | Systems | SMARTCOMFORT TXT+ R410A HP | TEMPSTAR | TCH924GKA2* |  | EN(A,D)4X36*21** | NOMV106D12* | 24800 | 13.2 | 16.5 | 25000 | 9 | 15600 | 1 | HRCU-A-CB |  |  | 178 | 527 | Yes
5691549 | Active | Systems | SMARTCOMFORT TXT+ R410A HP | TEMPSTAR | TCH924GKA2* |  | EN(A,D)4X36*21** | OLV098A12* | 24400 | 13.2 | 16 | 25000 | 8.5 | 15500 | 1 | HRCU-A-CB |  |  | 181 | 558 | Yes
5691454 | Active | Systems | SMARTCOMFORT TXT+ R410A HP | TEMPSTAR | TCH924GKA2* |  | EN(A,D)4X36*21** | OMV098J12* | 24400 | 13.2 | 16.7 | 25000 | 9 | 15500 | 1 | HRCU-A-CB |  |  | 173 | 527 | Yes
5542438 | Discontinued | Systems | SMARTCOMFORT TXT+ R410A HP | TEMPSTAR | TCH924GKA2* |  | EN(A,D)4X36*21** | OMV112K14A | 24200 | 13.5 | 16.7 | 25000 | 9 | 15300 | 1 | HRCU-A-CB |  |  | 172 | 527 | Yes
5542296 | Discontinued | Systems | SMARTCOMFORT TXT+ R410A HP | TEMPSTAR | TCH924GKA2* |  | EN(A,D)4X36*21**+WALLCON | *8MV*0901716** | 25000 | 13.7 | 17.2 | 25000 | 9.5 | 15600 | 1 | HRCU-A-CB |  |  | 172 | 499 | Yes
5542297 | Discontinued | Systems | SMARTCOMFORT TXT+ R410A HP | TEMPSTAR | TCH924GKA2* |  | EN(A,D)4X36*21**+WALLCON | *8MV*1102120** | 25000 | 13.7 | 17.2 | 25000 | 9.5 | 15600 | 1 | HRCU-A-CB |  |  | 172 | 499 | Yes
5542291 | Discontinued | Systems | SMARTCOMFORT TXT+ R410A HP | TEMPSTAR | TCH924GKA2* |  | EN(A,D)4X36*21**+WALLCON | *9MA*0601714A** | 24800 | 13.2 | 16.5 | 25000 | 9.5 | 15800 | 1 | HRCU-A-CB |  |  | 178 | 499 | Yes
5542293 | Discontinued | Systems | SMARTCOMFORT TXT+ R410A HP | TEMPSTAR | TCH924GKA2* |  | EN(A,D)4X36*21**+WALLCON | *9MA*0602120A** | 24800 | 13.2 | 16.7 | 25000 | 9.5 | 15700 | 1 | HRCU-A-CB |  |  | 176 | 499 | Yes
5542292 | Discontinued | Systems | SMARTCOMFORT TXT+ R410A HP | TEMPSTAR | TCH924GKA2* |  | EN(A,D)4X36*21**+WALLCON | *9MA*0801714A** | 24800 | 13.5 | 16.7 | 25000 | 9.5 | 15700 | 1 | HRCU-A-CB |  |  | 176 | 499 | Yes
5542294 | Discontinued | Systems | SMARTCOMFORT TXT+ R410A HP | TEMPSTAR | TCH924GKA2* |  | EN(A,D)4X36*21**+WALLCON | *9MA*0802120A** | 25000 | 13.5 | 17 | 25000 | 9.5 | 15600 | 1 | HRCU-A-CB |  |  | 174 | 499 | Yes
5542295 | Discontinued | Systems | SMARTCOMFORT TXT+ R410A HP | TEMPSTAR | TCH924GKA2* |  | EN(A,D)4X36*21**+WALLCON | *9MA*1002122A** | 25000 | 13.7 | 17 | 25000 | 9.5 | 15600 | 1 | HRCU-A-CB |  |  | 174 | 499 | Yes
5542402 | Discontinued | Systems | SMARTCOMFORT TXT+ R410A HP | TEMPSTAR | TCH924GKA2* |  | EN(A,D,W)4X36*17** | *8MX*0451408** | 24400 | 13.2 | 16.5 | 25000 | 9 | 15500 | 1 | HRCU-A-CB |  |  | 175 | 527 | Yes
5542489 | Discontinued | Systems | SMARTCOMFORT TXT+ R410A HP | TEMPSTAR | TCH924GKA2* |  | EN(A,D,W)4X36*17** | *9MV*0401410A** | 24000 | 12.5 | 15.7 | 25000 | 9 | 15700 | 1 | HRCU-A-CB |  |  | 181 | 527 | Yes
5542490 | Discontinued | Systems | SMARTCOMFORT TXT+ R410A HP | TEMPSTAR | TCH924GKA2* |  | EN(A,D,W)4X36*17** | *9MV*0601714A** | 24600 | 13.2 | 16.5 | 25000 | 9.2 | 15700 | 1 | HRCU-A-CB |  |  | 177 | 515 | Yes
5542491 | Discontinued | Systems | SMARTCOMFORT TXT+ R410A HP | TEMPSTAR | TCH924GKA2* |  | EN(A,D,W)4X36*17** | *9MV*0801716A** | 24800 | 13.2 | 16.7 | 25000 | 9.5 | 15700 | 1 | HRCU-A-CB |  |  | 176 | 499 | Yes
5542378 | Discontinued | Systems | SMARTCOMFORT TXT+ R410A HP | TEMPSTAR | TCH924GKA2* |  | EN(A,D,W)4X36*17** | *9MX*0601714A** | 25200 | 13 | 16.7 | 25000 | 9.5 | 16000 | 1 | HRCU-A-CB |  |  | 179 | 499 | Yes
5542539 | Discontinued | Systems | SMARTCOMFORT TXT+ R410A HP | TEMPSTAR | TCH924GKA2* |  | EN(A,D,W)4X36*17** | MV08**14C* | 24200 | 13.5 | 16.7 | 25000 | 9 | 15300 | 1 | HRCU-A-CB |  |  | 172 | 527 | Yes
5542540 | Discontinued | Systems | SMARTCOMFORT TXT+ R410A HP | TEMPSTAR | TCH924GKA2* |  | EN(A,D,W)4X36*17** | MV12**17C* | 24400 | 13.5 | 17 | 25000 | 9 | 15300 | 1 | HRCU-A-CB |  |  | 170 | 527 | Yes
5542415 | Discontinued | Systems | SMARTCOMFORT TXT+ R410A HP | TEMPSTAR | TCH924GKA2* |  | EN(A,D,W)4X36*17** | NOMV106D12* | 24800 | 13.2 | 16.5 | 25000 | 9 | 15700 | 1 | HRCU-A-CB |  |  | 178 | 527 | Yes
5691540 | Active | Systems | SMARTCOMFORT TXT+ R410A HP | TEMPSTAR | TCH924GKA2* |  | EN(A,D,W)4X36*17** | OLV098A12* | 24400 | 13.2 | 16 | 25000 | 8.5 | 15500 | 1 | HRCU-A-CB |  |  | 181 | 558 | Yes
5691442 | Active | Systems | SMARTCOMFORT TXT+ R410A HP | TEMPSTAR | TCH924GKA2* |  | EN(A,D,W)4X36*17** | OMV098J12* | 24400 | 13.2 | 16.7 | 25000 | 9 | 15500 | 1 | HRCU-A-CB |  |  | 173 | 527 | Yes
5542436 | Discontinued | Systems | SMARTCOMFORT TXT+ R410A HP | TEMPSTAR | TCH924GKA2* |  | EN(A,D,W)4X36*17** | OMV112K14A | 24200 | 13.5 | 16.7 | 25000 | 9 | 15300 | 1 | HRCU-A-CB |  |  | 172 | 527 | Yes
5542289 | Discontinued | Systems | SMARTCOMFORT TXT+ R410A HP | TEMPSTAR | TCH924GKA2* |  | EN(A,D,W)4X36*17**+WALLCON | *8MV*0701412** | 25000 | 13.7 | 17 | 25000 | 9.5 | 15600 | 1 | HRCU-A-CB |  |  | 174 | 499 | Yes
5542290 | Discontinued | Systems | SMARTCOMFORT TXT+ R410A HP | TEMPSTAR | TCH924GKA2* |  | EN(A,D,W)4X36*17**+WALLCON | *8MV*0901716** | 25000 | 13.7 | 17.2 | 25000 | 9.5 | 15600 | 1 | HRCU-A-CB |  |  | 172 | 499 | Yes
5542287 | Discontinued | Systems | SMARTCOMFORT TXT+ R410A HP | TEMPSTAR | TCH924GKA2* |  | EN(A,D,W)4X36*17**+WALLCON | *9MA*0601714A** | 24800 | 13.2 | 16.5 | 25000 | 9.5 | 15800 | 1 | HRCU-A-CB |  |  | 178 | 499 | Yes
5542288 | Discontinued | Systems | SMARTCOMFORT TXT+ R410A HP | TEMPSTAR | TCH924GKA2* |  | EN(A,D,W)4X36*17**+WALLCON | *9MA*0801714A** | 24800 | 13.5 | 16.7 | 25000 | 9.5 | 15700 | 1 | HRCU-A-CB |  |  | 176 | 499 | Yes
5542403 | Discontinued | Systems | SMARTCOMFORT TXT+ R410A HP | TEMPSTAR | TCH924GKA2* |  | ENH4X24*17** | *8MX*0451408** | 24200 | 13 | 16.2 | 25000 | 9 | 15500 | 1 | HRCU-A-CB |  |  | 177 | 527 | Yes
5542496 | Discontinued | Systems | SMARTCOMFORT TXT+ R410A HP | TEMPSTAR | TCH924GKA2* |  | ENH4X24*17** | *9MV*0401410A** | 23800 | 12.5 | 15.7 | 25000 | 8.5 | 15700 | 1 | HRCU-A-CB |  |  | 179 | 558 | Yes
5542497 | Discontinued | Systems | SMARTCOMFORT TXT+ R410A HP | TEMPSTAR | TCH924GKA2* |  | ENH4X24*17** | *9MV*0601714A** | 24400 | 13 | 16.5 | 25000 | 9 | 15600 | 1 | HRCU-A-CB |  |  | 175 | 527 | Yes
5542498 | Discontinued | Systems | SMARTCOMFORT TXT+ R410A HP | TEMPSTAR | TCH924GKA2* |  | ENH4X24*17** | *9MV*0801716A** | 24600 | 13.2 | 16.5 | 25000 | 9 | 15600 | 1 | HRCU-A-CB |  |  | 177 | 527 | Yes
5542381 | Discontinued | Systems | SMARTCOMFORT TXT+ R410A HP | TEMPSTAR | TCH924GKA2* |  | ENH4X24*17** | *9MX*0601714A** | 25000 | 13 | 16.5 | 25000 | 9 | 16000 | 1 | HRCU-A-CB |  |  | 179 | 527 | Yes
5542542 | Discontinued | Systems | SMARTCOMFORT TXT+ R410A HP | TEMPSTAR | TCH924GKA2* |  | ENH4X24*17** | MV08**14C* | 24000 | 13.2 | 16.7 | 25000 | 9 | 15300 | 1 | HRCU-A-CB |  |  | 170 | 527 | Yes
5542543 | Discontinued | Systems | SMARTCOMFORT TXT+ R410A HP | TEMPSTAR | TCH924GKA2* |  | ENH4X24*17** | MV12**17C* | 24200 | 13.2 | 17 | 25000 | 9 | 15400 | 1 | HRCU-A-CB |  |  | 169 | 527 | Yes
5542417 | Discontinued | Systems | SMARTCOMFORT TXT+ R410A HP | TEMPSTAR | TCH924GKA2* |  | ENH4X24*17** | NOMV106D12* | 24800 | 13 | 16.2 | 25000 | 8.5 | 15800 | 1 | HRCU-A-CB |  |  | 181 | 558 | Yes
5691554 | Active | Systems | SMARTCOMFORT TXT+ R410A HP | TEMPSTAR | TCH924GKA2* |  | ENH4X24*17** | OLV098A12* | 24400 | 13 | 16 | 25000 | 8.5 | 15500 | 1 | HRCU-A-CB |  |  | 181 | 558 | Yes
5691457 | Active | Systems | SMARTCOMFORT TXT+ R410A HP | TEMPSTAR | TCH924GKA2* |  | ENH4X24*17** | OMV098J12* | 24400 | 13 | 16.5 | 25000 | 9 | 15600 | 1 | HRCU-A-CB |  |  | 175 | 527 | Yes
5542440 | Discontinued | Systems | SMARTCOMFORT TXT+ R410A HP | TEMPSTAR | TCH924GKA2* |  | ENH4X24*17** | OMV112K14A | 24200 | 13.2 | 16.7 | 25000 | 9 | 15400 | 1 | HRCU-A-CB |  |  | 172 | 527 | Yes
5542300 | Discontinued | Systems | SMARTCOMFORT TXT+ R410A HP | TEMPSTAR | TCH924GKA2* |  | ENH4X24*17**+WALLCON | *8MV*0701412** | 24800 | 13.5 | 17 | 25000 | 9.5 | 15700 | 1 | HRCU-A-CB |  |  | 173 | 499 | Yes
5542301 | Discontinued | Systems | SMARTCOMFORT TXT+ R410A HP | TEMPSTAR | TCH924GKA2* |  | ENH4X24*17**+WALLCON | *8MV*0901716** | 25000 | 13.5 | 17.2 | 25000 | 9.5 | 15600 | 1 | HRCU-A-CB |  |  | 172 | 499 | Yes
5542298 | Discontinued | Systems | SMARTCOMFORT TXT+ R410A HP | TEMPSTAR | TCH924GKA2* |  | ENH4X24*17**+WALLCON | *9MA*0601714A** | 24800 | 13 | 16.2 | 25000 | 9 | 15800 | 1 | HRCU-A-CB |  |  | 181 | 527 | Yes
5542299 | Discontinued | Systems | SMARTCOMFORT TXT+ R410A HP | TEMPSTAR | TCH924GKA2* |  | ENH4X24*17**+WALLCON | *9MA*0801714A** | 24800 | 13.2 | 16.5 | 25000 | 9.2 | 15800 | 1 | HRCU-A-CB |  |  | 178 | 515 | Yes
5542404 | Discontinued | Systems | SMARTCOMFORT TXT+ R410A HP | TEMPSTAR | TCH924GKA2* |  | ENH4X30*17** | *8MX*0451408** | 24400 | 13.2 | 16.5 | 25000 | 9 | 15500 | 1 | HRCU-A-CB |  |  | 175 | 527 | Yes
5542499 | Discontinued | Systems | SMARTCOMFORT TXT+ R410A HP | TEMPSTAR | TCH924GKA2* |  | ENH4X30*17** | *9MV*0401410A** | 24000 | 12.5 | 15.7 | 25000 | 9 | 15700 | 1 | HRCU-A-CB |  |  | 181 | 527 | Yes
5542500 | Discontinued | Systems | SMARTCOMFORT TXT+ R410A HP | TEMPSTAR | TCH924GKA2* |  | ENH4X30*17** | *9MV*0601714A** | 24600 | 13.2 | 16.5 | 25000 | 9.2 | 15700 | 1 | HRCU-A-CB |  |  | 177 | 515 | Yes
5542501 | Discontinued | Systems | SMARTCOMFORT TXT+ R410A HP | TEMPSTAR | TCH924GKA2* |  | ENH4X30*17** | *9MV*0801716A** | 24800 | 13.2 | 16.7 | 25000 | 9.5 | 15700 | 1 | HRCU-A-CB |  |  | 176 | 499 | Yes
5542383 | Discontinued | Systems | SMARTCOMFORT TXT+ R410A HP | TEMPSTAR | TCH924GKA2* |  | ENH4X30*17** | *9MX*0601714A** | 25200 | 13 | 17 | 25000 | 9.5 | 16000 | 1 | HRCU-A-CB |  |  | 176 | 499 | Yes
5542544 | Discontinued | Systems | SMARTCOMFORT TXT+ R410A HP | TEMPSTAR | TCH924GKA2* |  | ENH4X30*17** | MV08**14C* | 24200 | 13.5 | 17 | 25000 | 9 | 15300 | 1 | HRCU-A-CB |  |  | 169 | 527 | Yes
5542545 | Discontinued | Systems | SMARTCOMFORT TXT+ R410A HP | TEMPSTAR | TCH924GKA2* |  | ENH4X30*17** | MV12**17C* | 24400 | 13.5 | 17 | 25000 | 9 | 15300 | 1 | HRCU-A-CB |  |  | 170 | 527 | Yes
5542418 | Discontinued | Systems | SMARTCOMFORT TXT+ R410A HP | TEMPSTAR | TCH924GKA2* |  | ENH4X30*17** | NOMV106D12* | 24800 | 13.2 | 16.5 | 25000 | 9 | 15700 | 1 | HRCU-A-CB |  |  | 178 | 527 | Yes
5691562 | Active | Systems | SMARTCOMFORT TXT+ R410A HP | TEMPSTAR | TCH924GKA2* |  | ENH4X30*17** | OLV098A12* | 24400 | 13.2 | 16 | 25000 | 8.5 | 15500 | 1 | HRCU-A-CB |  |  | 181 | 558 | Yes
5691462 | Active | Systems | SMARTCOMFORT TXT+ R410A HP | TEMPSTAR | TCH924GKA2* |  | ENH4X30*17** | OMV098J12* | 24400 | 13.2 | 16.7 | 25000 | 9 | 15500 | 1 | HRCU-A-CB |  |  | 173 | 527 | Yes
5542442 | Discontinued | Systems | SMARTCOMFORT TXT+ R410A HP | TEMPSTAR | TCH924GKA2* |  | ENH4X30*17** | OMV112K14A | 24200 | 13.5 | 16.7 | 25000 | 9 | 15300 | 1 | HRCU-A-CB |  |  | 172 | 527 | Yes
5542304 | Discontinued | Systems | SMARTCOMFORT TXT+ R410A HP | TEMPSTAR | TCH924GKA2* |  | ENH4X30*17**+WALLCON | *8MV*0701412** | 25000 | 13.7 | 17 | 25000 | 9.5 | 15600 | 1 | HRCU-A-CB |  |  | 174 | 499 | Yes
5542305 | Discontinued | Systems | SMARTCOMFORT TXT+ R410A HP | TEMPSTAR | TCH924GKA2* |  | ENH4X30*17**+WALLCON | *8MV*0901716** | 25000 | 13.7 | 17.2 | 25000 | 9.5 | 15600 | 1 | HRCU-A-CB |  |  | 172 | 499 | Yes
5542302 | Discontinued | Systems | SMARTCOMFORT TXT+ R410A HP | TEMPSTAR | TCH924GKA2* |  | ENH4X30*17**+WALLCON | *9MA*0601714A** | 24800 | 13.2 | 16.5 | 25000 | 9.5 | 15800 | 1 | HRCU-A-CB |  |  | 178 | 499 | Yes
5542303 | Discontinued | Systems | SMARTCOMFORT TXT+ R410A HP | TEMPSTAR | TCH924GKA2* |  | ENH4X30*17**+WALLCON | *9MA*0801714A** | 24800 | 13.5 | 16.7 | 25000 | 9.5 | 15700 | 1 | HRCU-A-CB |  |  | 176 | 499 | Yes
5542405 | Discontinued | Systems | SMARTCOMFORT TXT+ R410A HP | TEMPSTAR | TCH924GKA2* |  | ENH4X36*17** | *8MX*0451408** | 24400 | 13.2 | 16.5 | 25000 | 9 | 15500 | 1 | HRCU-A-CB |  |  | 175 | 527 | Yes
5542502 | Discontinued | Systems | SMARTCOMFORT TXT+ R410A HP | TEMPSTAR | TCH924GKA2* |  | ENH4X36*17** | *9MV*0401410A** | 24000 | 12.5 | 15.7 | 25000 | 9 | 15700 | 1 | HRCU-A-CB |  |  | 181 | 527 | Yes
5542503 | Discontinued | Systems | SMARTCOMFORT TXT+ R410A HP | TEMPSTAR | TCH924GKA2* |  | ENH4X36*17** | *9MV*0601714A** | 24600 | 13.2 | 16.5 | 25000 | 9.2 | 15700 | 1 | HRCU-A-CB |  |  | 177 | 515 | Yes
5542504 | Discontinued | Systems | SMARTCOMFORT TXT+ R410A HP | TEMPSTAR | TCH924GKA2* |  | ENH4X36*17** | *9MV*0801716A** | 24800 | 13.2 | 16.7 | 25000 | 9.5 | 15700 | 1 | HRCU-A-CB |  |  | 176 | 499 | Yes
5542385 | Discontinued | Systems | SMARTCOMFORT TXT+ R410A HP | TEMPSTAR | TCH924GKA2* |  | ENH4X36*17** | *9MX*0601714A** | 25200 | 13 | 17 | 25000 | 9.5 | 16000 | 1 | HRCU-A-CB |  |  | 176 | 499 | Yes
5542546 | Discontinued | Systems | SMARTCOMFORT TXT+ R410A HP | TEMPSTAR | TCH924GKA2* |  | ENH4X36*17** | MV08**14C* | 24200 | 13.5 | 17 | 25000 | 9 | 15300 | 1 | HRCU-A-CB |  |  | 169 | 527 | Yes
5542547 | Discontinued | Systems | SMARTCOMFORT TXT+ R410A HP | TEMPSTAR | TCH924GKA2* |  | ENH4X36*17** | MV12**17C* | 24400 | 13.5 | 17 | 25000 | 9 | 15300 | 1 | HRCU-A-CB |  |  | 170 | 527 | Yes
5542419 | Discontinued | Systems | SMARTCOMFORT TXT+ R410A HP | TEMPSTAR | TCH924GKA2* |  | ENH4X36*17** | NOMV106D12* | 24800 | 13.2 | 16.5 | 25000 | 9 | 15700 | 1 | HRCU-A-CB |  |  | 178 | 527 | Yes
5691571 | Active | Systems | SMARTCOMFORT TXT+ R410A HP | TEMPSTAR | TCH924GKA2* |  | ENH4X36*17** | OLV098A12* | 24400 | 13.2 | 16 | 25000 | 8.5 | 15500 | 1 | HRCU-A-CB |  |  | 181 | 558 | Yes
5691470 | Active | Systems | SMARTCOMFORT TXT+ R410A HP | TEMPSTAR | TCH924GKA2* |  | ENH4X36*17** | OMV098J12* | 24400 | 13.2 | 16.7 | 25000 | 9 | 15500 | 1 | HRCU-A-CB |  |  | 173 | 527 | Yes
5542444 | Discontinued | Systems | SMARTCOMFORT TXT+ R410A HP | TEMPSTAR | TCH924GKA2* |  | ENH4X36*17** | OMV112K14A | 24200 | 13.5 | 16.7 | 25000 | 9 | 15300 | 1 | HRCU-A-CB |  |  | 172 | 527 | Yes
5542308 | Discontinued | Systems | SMARTCOMFORT TXT+ R410A HP | TEMPSTAR | TCH924GKA2* |  | ENH4X36*17**+WALLCON | *8MV*0701412** | 25000 | 13.7 | 17 | 25000 | 9.5 | 15600 | 1 | HRCU-A-CB |  |  | 174 | 499 | Yes
5542309 | Discontinued | Systems | SMARTCOMFORT TXT+ R410A HP | TEMPSTAR | TCH924GKA2* |  | ENH4X36*17**+WALLCON | *8MV*0901716** | 25000 | 13.7 | 17.2 | 25000 | 9.5 | 15600 | 1 | HRCU-A-CB |  |  | 172 | 499 | Yes
5542306 | Discontinued | Systems | SMARTCOMFORT TXT+ R410A HP | TEMPSTAR | TCH924GKA2* |  | ENH4X36*17**+WALLCON | *9MA*0601714A** | 24800 | 13.2 | 16.5 | 25000 | 9.5 | 15800 | 1 | HRCU-A-CB |  |  | 178 | 499 | Yes
5542307 | Discontinued | Systems | SMARTCOMFORT TXT+ R410A HP | TEMPSTAR | TCH924GKA2* |  | ENH4X36*17**+WALLCON | *9MA*0801714A** | 24800 | 13.5 | 16.7 | 25000 | 9.5 | 15700 | 1 | HRCU-A-CB |  |  | 176 | 499 | Yes
5542340 | Discontinued | Systems | SMARTCOMFORT TXT+ R410A HP | TEMPSTAR | TCH924GKA2* |  | FCM4X24****+WALLCON |  | 25200 | 13.7 | 17.5 | 25000 | 9.5 | 15600 | 1 | HRCU-A-CB |  |  | 170 | 499 | Yes
5542254 | Discontinued | Systems | SMARTCOMFORT TXT+ R410A HP | TEMPSTAR | TCH924GKA2* |  | FCM4X36****+WALLCON |  | 24800 | 13.5 | 18 | 25000 | 10 | 15500 | 1 | HRCU-A-CB | Yes |  | 163 | 474 | Yes
5542360 | Discontinued | Systems | SMARTCOMFORT TXT+ R410A HP | TEMPSTAR | TCH924GKA2* |  | FVM4X24**** |  | 24400 | 13.5 | 17 | 25000 | 9 | 15400 | 1 | HRCU-A-CB |  |  | 170 | 527 | Yes
5542361 | Discontinued | Systems | SMARTCOMFORT TXT+ R410A HP | TEMPSTAR | TCH924GKA2* |  | FVM4X36**** |  | 24600 | 13.7 | 17 | 25000 | 9 | 15300 | 1 | HRCU-A-CB |  |  | 171 | 527 | Yes
5667932 | Active | Systems | SMARTCOMFORT TXT+ R410A HP | TEMPSTAR | TCH924GKA3* |  | EA*4X24*14A* | *8MX*0451408** | 24200 | 13.2 | 16.5 | 25000 | 9 | 15500 | 1 | HRCU-A-CB |  |  | 174 | 527 | Yes
5668005 | Active | Systems | SMARTCOMFORT TXT+ R410A HP | TEMPSTAR | TCH924GKA3* |  | EA*4X24*14A* | *9MV*0401410A** | 23800 | 12.5 | 15.7 | 25000 | 8.5 | 15700 | 1 | HRCU-A-CB |  |  | 179 | 558 | Yes
5668063 | Active | Systems | SMARTCOMFORT TXT+ R410A HP | TEMPSTAR | TCH924GKA3* |  | EA*4X24*14A* | MV08**14C* | 24000 | 13.2 | 16.7 | 25000 | 9 | 15300 | 1 | HRCU-A-CB |  |  | 170 | 527 | Yes
5667795 | Active | Systems | SMARTCOMFORT TXT+ R410A HP | TEMPSTAR | TCH924GKA3* |  | EA*4X24*14A*+WALLCON | *8MV*0701412** | 24800 | 13.5 | 17 | 25000 | 9.5 | 15600 | 1 | HRCU-A-CB |  |  | 173 | 499 | Yes
5667933 | Active | Systems | SMARTCOMFORT TXT+ R410A HP | TEMPSTAR | TCH924GKA3* |  | EA*4X24*17A* | *8MX*0451408** | 24400 | 13.2 | 16.5 | 25000 | 9 | 15500 | 1 | HRCU-A-CB |  |  | 175 | 527 | Yes
5668006 | Active | Systems | SMARTCOMFORT TXT+ R410A HP | TEMPSTAR | TCH924GKA3* |  | EA*4X24*17A* | *9MV*0401410A** | 24000 | 12.5 | 15.7 | 25000 | 8.5 | 15700 | 1 | HRCU-A-CB |  |  | 181 | 558 | Yes
5668007 | Active | Systems | SMARTCOMFORT TXT+ R410A HP | TEMPSTAR | TCH924GKA3* |  | EA*4X24*17A* | *9MV*0601714A** | 24600 | 13.2 | 16.5 | 25000 | 9 | 15700 | 1 | HRCU-A-CB |  |  | 177 | 527 | Yes
5668008 | Active | Systems | SMARTCOMFORT TXT+ R410A HP | TEMPSTAR | TCH924GKA3* |  | EA*4X24*17A* | *9MV*0801716A** | 24600 | 13.2 | 16.7 | 25000 | 9 | 15600 | 1 | HRCU-A-CB |  |  | 174 | 527 | Yes
5667904 | Active | Systems | SMARTCOMFORT TXT+ R410A HP | TEMPSTAR | TCH924GKA3* |  | EA*4X24*17A* | *9MX*0601714A** | 25000 | 13 | 16.7 | 25000 | 9.2 | 16000 | 1 | HRCU-A-CB |  |  | 177 | 515 | Yes
5668064 | Active | Systems | SMARTCOMFORT TXT+ R410A HP | TEMPSTAR | TCH924GKA3* |  | EA*4X24*17A* | MV08**14C* | 24000 | 13.5 | 16.7 | 25000 | 9 | 15200 | 1 | HRCU-A-CB |  |  | 170 | 527 | Yes
5668065 | Active | Systems | SMARTCOMFORT TXT+ R410A HP | TEMPSTAR | TCH924GKA3* |  | EA*4X24*17A* | MV12**17C* | 24200 | 13.5 | 17 | 25000 | 9 | 15300 | 1 | HRCU-A-CB |  |  | 169 | 527 | Yes
5667949 | Active | Systems | SMARTCOMFORT TXT+ R410A HP | TEMPSTAR | TCH924GKA3* |  | EA*4X24*17A* | NOMV106D12* | 24800 | 13.2 | 16.2 | 25000 | 8.5 | 15600 | 1 | HRCU-A-CB |  |  | 181 | 558 | Yes
5692089 | Active | Systems | SMARTCOMFORT TXT+ R410A HP | TEMPSTAR | TCH924GKA3* |  | EA*4X24*17A* | OLV098A12* | 24400 | 13.2 | 16 | 25000 | 8.5 | 15400 | 1 | HRCU-A-CB |  |  | 181 | 558 | Yes
5691991 | Active | Systems | SMARTCOMFORT TXT+ R410A HP | TEMPSTAR | TCH924GKA3* |  | EA*4X24*17A* | OMV098J12* | 24400 | 13.2 | 16.5 | 25000 | 9 | 15500 | 1 | HRCU-A-CB |  |  | 175 | 527 | Yes
5667964 | Active | Systems | SMARTCOMFORT TXT+ R410A HP | TEMPSTAR | TCH924GKA3* |  | EA*4X24*17A* | OMV112K14A | 24200 | 13.2 | 16.7 | 25000 | 9 | 15300 | 1 | HRCU-A-CB |  |  | 172 | 527 | Yes
5667798 | Active | Systems | SMARTCOMFORT TXT+ R410A HP | TEMPSTAR | TCH924GKA3* |  | EA*4X24*17A*+WALLCON | *8MV*0701412** | 24800 | 13.5 | 17 | 25000 | 9.5 | 15600 | 1 | HRCU-A-CB |  |  | 173 | 499 | Yes
5667799 | Active | Systems | SMARTCOMFORT TXT+ R410A HP | TEMPSTAR | TCH924GKA3* |  | EA*4X24*17A*+WALLCON | *8MV*0901716** | 24800 | 13.7 | 17.2 | 25000 | 9.5 | 15500 | 1 | HRCU-A-CB |  |  | 171 | 499 | Yes
5667796 | Active | Systems | SMARTCOMFORT TXT+ R410A HP | TEMPSTAR | TCH924GKA3* |  | EA*4X24*17A*+WALLCON | *9MA*0601714A** | 24600 | 13.2 | 16.2 | 25000 | 9.2 | 15700 | 1 | HRCU-A-CB |  |  | 180 | 515 | Yes
5667797 | Active | Systems | SMARTCOMFORT TXT+ R410A HP | TEMPSTAR | TCH924GKA3* |  | EA*4X24*17A*+WALLCON | *9MA*0801714A** | 24800 | 13.2 | 16.7 | 25000 | 9.5 | 15700 | 1 | HRCU-A-CB |  |  | 176 | 499 | Yes
5667934 | Active | Systems | SMARTCOMFORT TXT+ R410A HP | TEMPSTAR | TCH924GKA3* |  | EA*4X30*14A* | *8MX*0451408** | 24400 | 13.2 | 16.5 | 25000 | 9 | 15500 | 1 | HRCU-A-CB |  |  | 175 | 527 | Yes
5668009 | Active | Systems | SMARTCOMFORT TXT+ R410A HP | TEMPSTAR | TCH924GKA3* |  | EA*4X30*14A* | *9MV*0401410A** | 24000 | 12.5 | 15.7 | 25000 | 8.5 | 15700 | 1 | HRCU-A-CB |  |  | 181 | 558 | Yes
5668066 | Active | Systems | SMARTCOMFORT TXT+ R410A HP | TEMPSTAR | TCH924GKA3* |  | EA*4X30*14A* | MV08**14C* | 24200 | 13.5 | 16.7 | 25000 | 9 | 15300 | 1 | HRCU-A-CB |  |  | 172 | 527 | Yes
5667800 | Active | Systems | SMARTCOMFORT TXT+ R410A HP | TEMPSTAR | TCH924GKA3* |  | EA*4X30*14A*+WALLCON | *8MV*0701412** | 24800 | 13.5 | 17 | 25000 | 9.5 | 15600 | 1 | HRCU-A-CB |  |  | 173 | 499 | Yes
5667935 | Active | Systems | SMARTCOMFORT TXT+ R410A HP | TEMPSTAR | TCH924GKA3* |  | EA*4X30*17A* | *8MX*0451408** | 24400 | 13.2 | 16.5 | 25000 | 9 | 15500 | 1 | HRCU-A-CB |  |  | 175 | 527 | Yes
5668010 | Active | Systems | SMARTCOMFORT TXT+ R410A HP | TEMPSTAR | TCH924GKA3* |  | EA*4X30*17A* | *9MV*0401410A** | 24000 | 12.5 | 15.7 | 25000 | 9 | 15700 | 1 | HRCU-A-CB |  |  | 181 | 527 | Yes
5668011 | Active | Systems | SMARTCOMFORT TXT+ R410A HP | TEMPSTAR | TCH924GKA3* |  | EA*4X30*17A* | *9MV*0601714A** | 24800 | 13.2 | 16.5 | 25000 | 9.2 | 15700 | 1 | HRCU-A-CB |  |  | 178 | 515 | Yes
5668012 | Active | Systems | SMARTCOMFORT TXT+ R410A HP | TEMPSTAR | TCH924GKA3* |  | EA*4X30*17A* | *9MV*0801716A** | 24800 | 13.2 | 16.7 | 25000 | 9.5 | 15700 | 1 | HRCU-A-CB |  |  | 176 | 499 | Yes
5667907 | Active | Systems | SMARTCOMFORT TXT+ R410A HP | TEMPSTAR | TCH924GKA3* |  | EA*4X30*17A* | *9MX*0601714A** | 25200 | 13.2 | 16.7 | 25000 | 9.5 | 16000 | 1 | HRCU-A-CB |  |  | 179 | 499 | Yes
5668067 | Active | Systems | SMARTCOMFORT TXT+ R410A HP | TEMPSTAR | TCH924GKA3* |  | EA*4X30*17A* | MV08**14C* | 24200 | 13.5 | 17 | 25000 | 9 | 15300 | 1 | HRCU-A-CB |  |  | 169 | 527 | Yes
5668068 | Active | Systems | SMARTCOMFORT TXT+ R410A HP | TEMPSTAR | TCH924GKA3* |  | EA*4X30*17A* | MV12**17C* | 24400 | 13.5 | 17 | 25000 | 9 | 15300 | 1 | HRCU-A-CB |  |  | 170 | 527 | Yes
5667950 | Active | Systems | SMARTCOMFORT TXT+ R410A HP | TEMPSTAR | TCH924GKA3* |  | EA*4X30*17A* | NOMV106D12* | 24800 | 13.2 | 16.5 | 25000 | 9 | 15600 | 1 | HRCU-A-CB |  |  | 178 | 527 | Yes
5692098 | Active | Systems | SMARTCOMFORT TXT+ R410A HP | TEMPSTAR | TCH924GKA3* |  | EA*4X30*17A* | OLV098A12* | 24400 | 13.2 | 16 | 25000 | 8.5 | 15500 | 1 | HRCU-A-CB |  |  | 181 | 558 | Yes
5691998 | Active | Systems | SMARTCOMFORT TXT+ R410A HP | TEMPSTAR | TCH924GKA3* |  | EA*4X30*17A* | OMV098J12* | 24400 | 13.2 | 16.5 | 25000 | 9 | 15500 | 1 | HRCU-A-CB |  |  | 175 | 527 | Yes
5667966 | Active | Systems | SMARTCOMFORT TXT+ R410A HP | TEMPSTAR | TCH924GKA3* |  | EA*4X30*17A* | OMV112K14A | 24200 | 13.5 | 16.7 | 25000 | 9 | 15300 | 1 | HRCU-A-CB |  |  | 172 | 527 | Yes
5667803 | Active | Systems | SMARTCOMFORT TXT+ R410A HP | TEMPSTAR | TCH924GKA3* |  | EA*4X30*17A*+WALLCON | *8MV*0701412** | 25000 | 13.7 | 17.2 | 25000 | 9.5 | 15600 | 1 | HRCU-A-CB |  |  | 172 | 499 | Yes
5667804 | Active | Systems | SMARTCOMFORT TXT+ R410A HP | TEMPSTAR | TCH924GKA3* |  | EA*4X30*17A*+WALLCON | *8MV*0901716** | 25000 | 13.7 | 17.2 | 25000 | 9.5 | 15500 | 1 | HRCU-A-CB |  |  | 172 | 499 | Yes
5667801 | Active | Systems | SMARTCOMFORT TXT+ R410A HP | TEMPSTAR | TCH924GKA3* |  | EA*4X30*17A*+WALLCON | *9MA*0601714A** | 24800 | 13.2 | 16.5 | 25000 | 9.5 | 15700 | 1 | HRCU-A-CB |  |  | 178 | 499 | Yes
5667802 | Active | Systems | SMARTCOMFORT TXT+ R410A HP | TEMPSTAR | TCH924GKA3* |  | EA*4X30*17A*+WALLCON | *9MA*0801714A** | 24800 | 13.5 | 16.7 | 25000 | 9.5 | 15700 | 1 | HRCU-A-CB |  |  | 176 | 499 | Yes
5667936 | Active | Systems | SMARTCOMFORT TXT+ R410A HP | TEMPSTAR | TCH924GKA3* |  | EA*4X36*14A* | *8MX*0451408** | 24400 | 13.2 | 16.5 | 25000 | 9 | 15500 | 1 | HRCU-A-CB |  |  | 175 | 527 | Yes
5668013 | Active | Systems | SMARTCOMFORT TXT+ R410A HP | TEMPSTAR | TCH924GKA3* |  | EA*4X36*14A* | *9MV*0401410A** | 24000 | 12.5 | 15.7 | 25000 | 8.5 | 15800 | 1 | HRCU-A-CB |  |  | 181 | 558 | Yes
5668069 | Active | Systems | SMARTCOMFORT TXT+ R410A HP | TEMPSTAR | TCH924GKA3* |  | EA*4X36*14A* | MV08**14C* | 24200 | 13.5 | 17 | 25000 | 9 | 15300 | 1 | HRCU-A-CB |  |  | 169 | 527 | Yes
5667805 | Active | Systems | SMARTCOMFORT TXT+ R410A HP | TEMPSTAR | TCH924GKA3* |  | EA*4X36*14A*+WALLCON | *8MV*0701412** | 25000 | 13.7 | 17 | 25000 | 9.5 | 15600 | 1 | HRCU-A-CB |  |  | 174 | 499 | Yes
5667937 | Active | Systems | SMARTCOMFORT TXT+ R410A HP | TEMPSTAR | TCH924GKA3* |  | EA*4X36*17A* | *8MX*0451408** | 24600 | 13.2 | 16.7 | 25000 | 9 | 15500 | 1 | HRCU-A-CB |  |  | 174 | 527 | Yes
5668014 | Active | Systems | SMARTCOMFORT TXT+ R410A HP | TEMPSTAR | TCH924GKA3* |  | EA*4X36*17A* | *9MV*0401410A** | 24200 | 12.5 | 15.7 | 25000 | 9 | 15800 | 1 | HRCU-A-CB |  |  | 183 | 527 | Yes
5668015 | Active | Systems | SMARTCOMFORT TXT+ R410A HP | TEMPSTAR | TCH924GKA3* |  | EA*4X36*17A* | *9MV*0601714A** | 24800 | 13.2 | 16.7 | 25000 | 9.2 | 15700 | 1 | HRCU-A-CB |  |  | 176 | 515 | Yes
5668016 | Active | Systems | SMARTCOMFORT TXT+ R410A HP | TEMPSTAR | TCH924GKA3* |  | EA*4X36*17A* | *9MV*0801716A** | 25000 | 13.5 | 16.7 | 25000 | 9.5 | 15700 | 1 | HRCU-A-CB |  |  | 177 | 499 | Yes
5667910 | Active | Systems | SMARTCOMFORT TXT+ R410A HP | TEMPSTAR | TCH924GKA3* |  | EA*4X36*17A* | *9MX*0601714A** | 25400 | 13.2 | 16.7 | 25000 | 9.5 | 16000 | 1 | HRCU-A-CB |  |  | 180 | 499 | Yes
5668070 | Active | Systems | SMARTCOMFORT TXT+ R410A HP | TEMPSTAR | TCH924GKA3* |  | EA*4X36*17A* | MV08**14C* | 24200 | 13.5 | 17 | 25000 | 9 | 15300 | 1 | HRCU-A-CB |  |  | 169 | 527 | Yes
5668071 | Active | Systems | SMARTCOMFORT TXT+ R410A HP | TEMPSTAR | TCH924GKA3* |  | EA*4X36*17A* | MV12**17C* | 24400 | 13.7 | 17 | 25000 | 9 | 15300 | 1 | HRCU-A-CB |  |  | 170 | 527 | Yes
5667951 | Active | Systems | SMARTCOMFORT TXT+ R410A HP | TEMPSTAR | TCH924GKA3* |  | EA*4X36*17A* | NOMV106D12* | 25000 | 13.5 | 16.5 | 25000 | 9 | 15600 | 1 | HRCU-A-CB |  |  | 179 | 527 | Yes
5692102 | Active | Systems | SMARTCOMFORT TXT+ R410A HP | TEMPSTAR | TCH924GKA3* |  | EA*4X36*17A* | OLV098A12* | 24400 | 13.2 | 16 | 25000 | 8.5 | 15500 | 1 | HRCU-A-CB |  |  | 181 | 558 | Yes
5692004 | Active | Systems | SMARTCOMFORT TXT+ R410A HP | TEMPSTAR | TCH924GKA3* |  | EA*4X36*17A* | OMV098J12* | 24400 | 13.2 | 16.7 | 25000 | 9 | 15500 | 1 | HRCU-A-CB |  |  | 173 | 527 | Yes
5667968 | Active | Systems | SMARTCOMFORT TXT+ R410A HP | TEMPSTAR | TCH924GKA3* |  | EA*4X36*17A* | OMV112K14A | 24400 | 13.5 | 17 | 25000 | 9 | 15300 | 1 | HRCU-A-CB |  |  | 170 | 527 | Yes
5667808 | Active | Systems | SMARTCOMFORT TXT+ R410A HP | TEMPSTAR | TCH924GKA3* |  | EA*4X36*17A*+WALLCON | *8MV*0701412** | 25000 | 13.7 | 17.2 | 25000 | 9.5 | 15600 | 1 | HRCU-A-CB |  |  | 172 | 499 | Yes
5667809 | Active | Systems | SMARTCOMFORT TXT+ R410A HP | TEMPSTAR | TCH924GKA3* |  | EA*4X36*17A*+WALLCON | *8MV*0901716** | 25000 | 13.7 | 17.5 | 25000 | 9.5 | 15600 | 1 | HRCU-A-CB |  |  | 169 | 499 | Yes
5667806 | Active | Systems | SMARTCOMFORT TXT+ R410A HP | TEMPSTAR | TCH924GKA3* |  | EA*4X36*17A*+WALLCON | *9MA*0601714A** | 24800 | 13.2 | 16.5 | 25000 | 9.5 | 15700 | 1 | HRCU-A-CB |  |  | 178 | 499 | Yes
5667807 | Active | Systems | SMARTCOMFORT TXT+ R410A HP | TEMPSTAR | TCH924GKA3* |  | EA*4X36*17A*+WALLCON | *9MA*0801714A** | 25000 | 13.5 | 16.7 | 25000 | 9.5 | 15700 | 1 | HRCU-A-CB |  |  | 177 | 499 | Yes
5668017 | Active | Systems | SMARTCOMFORT TXT+ R410A HP | TEMPSTAR | TCH924GKA3* |  | EA*4X36*21A* | *9MV*0601714A** | 24800 | 13.2 | 16.7 | 25000 | 9.5 | 15700 | 1 | HRCU-A-CB |  |  | 176 | 499 | Yes
5668018 | Active | Systems | SMARTCOMFORT TXT+ R410A HP | TEMPSTAR | TCH924GKA3* |  | EA*4X36*21A* | *9MV*0801716A** | 25000 | 13.5 | 17 | 25000 | 9.5 | 15700 | 1 | HRCU-A-CB |  |  | 174 | 499 | Yes
5668019 | Active | Systems | SMARTCOMFORT TXT+ R410A HP | TEMPSTAR | TCH924GKA3* |  | EA*4X36*21A* | *9MV*0802120A** | 25000 | 13.7 | 17.2 | 25000 | 9.5 | 15600 | 1 | HRCU-A-CB |  |  | 172 | 499 | Yes
5668020 | Active | Systems | SMARTCOMFORT TXT+ R410A HP | TEMPSTAR | TCH924GKA3* |  | EA*4X36*21A* | *9MV*1002120A** | 25200 | 13.7 | 17.2 | 25000 | 9.5 | 15700 | 1 | HRCU-A-CB |  |  | 173 | 499 | Yes
5668072 | Active | Systems | SMARTCOMFORT TXT+ R410A HP | TEMPSTAR | TCH924GKA3* |  | EA*4X36*21A* | MV12**17C* | 24400 | 13.7 | 17.2 | 25000 | 9 | 15300 | 1 | HRCU-A-CB |  |  | 168 | 527 | Yes
5667952 | Active | Systems | SMARTCOMFORT TXT+ R410A HP | TEMPSTAR | TCH924GKA3* |  | EA*4X36*21A* | NOMV106D12* | 25000 | 13.5 | 16.5 | 25000 | 9 | 15600 | 1 | HRCU-A-CB |  |  | 179 | 527 | Yes
5692111 | Active | Systems | SMARTCOMFORT TXT+ R410A HP | TEMPSTAR | TCH924GKA3* |  | EA*4X36*21A* | OLV098A12* | 24400 | 13.2 | 16.2 | 25000 | 8.5 | 15400 | 1 | HRCU-A-CB |  |  | 178 | 558 | Yes
5692011 | Active | Systems | SMARTCOMFORT TXT+ R410A HP | TEMPSTAR | TCH924GKA3* |  | EA*4X36*21A* | OMV098J12* | 24400 | 13.2 | 16.7 | 25000 | 9 | 15500 | 1 | HRCU-A-CB |  |  | 173 | 527 | Yes
5667970 | Active | Systems | SMARTCOMFORT TXT+ R410A HP | TEMPSTAR | TCH924GKA3* |  | EA*4X36*21A* | OMV112K14A | 24400 | 13.5 | 17 | 25000 | 9 | 15300 | 1 | HRCU-A-CB |  |  | 170 | 527 | Yes
5667815 | Active | Systems | SMARTCOMFORT TXT+ R410A HP | TEMPSTAR | TCH924GKA3* |  | EA*4X36*21A*+WALLCON | *8MV*0901716** | 25000 | 14 | 17.5 | 25000 | 9.5 | 15500 | 1 | HRCU-A-CB |  |  | 169 | 499 | Yes
5667816 | Active | Systems | SMARTCOMFORT TXT+ R410A HP | TEMPSTAR | TCH924GKA3* |  | EA*4X36*21A*+WALLCON | *8MV*1102120** | 25000 | 13.7 | 17.5 | 25000 | 9.5 | 15500 | 1 | HRCU-A-CB |  |  | 169 | 499 | Yes
5667810 | Active | Systems | SMARTCOMFORT TXT+ R410A HP | TEMPSTAR | TCH924GKA3* |  | EA*4X36*21A*+WALLCON | *9MA*0601714A** | 24800 | 13.5 | 16.7 | 25000 | 9.5 | 15700 | 1 | HRCU-A-CB |  |  | 176 | 499 | Yes
5667812 | Active | Systems | SMARTCOMFORT TXT+ R410A HP | TEMPSTAR | TCH924GKA3* |  | EA*4X36*21A*+WALLCON | *9MA*0602120A** | 25000 | 13.5 | 16.7 | 25000 | 9.5 | 15700 | 1 | HRCU-A-CB |  |  | 177 | 499 | Yes
5667811 | Active | Systems | SMARTCOMFORT TXT+ R410A HP | TEMPSTAR | TCH924GKA3* |  | EA*4X36*21A*+WALLCON | *9MA*0801714A** | 25000 | 13.5 | 17 | 25000 | 9.5 | 15600 | 1 | HRCU-A-CB |  |  | 174 | 499 | Yes
5667813 | Active | Systems | SMARTCOMFORT TXT+ R410A HP | TEMPSTAR | TCH924GKA3* |  | EA*4X36*21A*+WALLCON | *9MA*0802120A** | 25000 | 13.7 | 17.2 | 25000 | 9.5 | 15600 | 1 | HRCU-A-CB |  |  | 172 | 499 | Yes
5667814 | Active | Systems | SMARTCOMFORT TXT+ R410A HP | TEMPSTAR | TCH924GKA3* |  | EA*4X36*21A*+WALLCON | *9MA*1002122A** | 25000 | 13.7 | 17.2 | 25000 | 9.5 | 15600 | 1 | HRCU-A-CB |  |  | 172 | 499 | Yes
5667946 | Active | Systems | SMARTCOMFORT TXT+ R410A HP | TEMPSTAR | TCH924GKA3* |  | EHD4X24A** | *8MX*0451408** | 24200 | 13 | 16.2 | 25000 | 9 | 15500 | 1 | HRCU-A-CB |  |  | 177 | 527 | Yes
5668045 | Active | Systems | SMARTCOMFORT TXT+ R410A HP | TEMPSTAR | TCH924GKA3* |  | EHD4X24A** | *9MV*0401410A** | 23800 | 12.5 | 15.5 | 25000 | 8.5 | 15700 | 1 | HRCU-A-CB |  |  | 182 | 558 | Yes
5668046 | Active | Systems | SMARTCOMFORT TXT+ R410A HP | TEMPSTAR | TCH924GKA3* |  | EHD4X24A** | *9MV*0601714A** | 24800 | 13 | 16.2 | 25000 | 9 | 15900 | 1 | HRCU-A-CB |  |  | 181 | 527 | Yes
5668047 | Active | Systems | SMARTCOMFORT TXT+ R410A HP | TEMPSTAR | TCH924GKA3* |  | EHD4X24A** | *9MV*0801716A** | 24600 | 13.2 | 16.5 | 25000 | 9 | 15700 | 1 | HRCU-A-CB |  |  | 177 | 527 | Yes
5668048 | Active | Systems | SMARTCOMFORT TXT+ R410A HP | TEMPSTAR | TCH924GKA3* |  | EHD4X24A** | *9MV*0802120A** | 25000 | 13.2 | 16.7 | 25000 | 9.2 | 15800 | 1 | HRCU-A-CB |  |  | 177 | 515 | Yes
5668049 | Active | Systems | SMARTCOMFORT TXT+ R410A HP | TEMPSTAR | TCH924GKA3* |  | EHD4X24A** | *9MV*1002120A** | 24600 | 13.2 | 16.7 | 25000 | 9.2 | 15600 | 1 | HRCU-A-CB |  |  | 174 | 515 | Yes
5668050 | Active | Systems | SMARTCOMFORT TXT+ R410A HP | TEMPSTAR | TCH924GKA3* |  | EHD4X24A** | *9MV*1202422A** | 24600 | 13.2 | 16.7 | 25000 | 9.2 | 15600 | 1 | HRCU-A-CB |  |  | 174 | 515 | Yes
5667927 | Active | Systems | SMARTCOMFORT TXT+ R410A HP | TEMPSTAR | TCH924GKA3* |  | EHD4X24A** | *9MX*0601714A** | 25000 | 13 | 16.5 | 25000 | 9.2 | 16000 | 1 | HRCU-A-CB |  |  | 179 | 515 | Yes
5668088 | Active | Systems | SMARTCOMFORT TXT+ R410A HP | TEMPSTAR | TCH924GKA3* |  | EHD4X24A** | MV08**14C* | 24200 | 13.2 | 16.7 | 25000 | 9 | 15300 | 1 | HRCU-A-CB |  |  | 172 | 527 | Yes
5668089 | Active | Systems | SMARTCOMFORT TXT+ R410A HP | TEMPSTAR | TCH924GKA3* |  | EHD4X24A** | MV12**17C* | 24400 | 13.2 | 16.7 | 25000 | 9 | 15400 | 1 | HRCU-A-CB |  |  | 173 | 527 | Yes
5667960 | Active | Systems | SMARTCOMFORT TXT+ R410A HP | TEMPSTAR | TCH924GKA3* |  | EHD4X24A** | NOMV106D12* | 24800 | 13 | 16.2 | 25000 | 8.5 | 15800 | 1 | HRCU-A-CB |  |  | 181 | 558 | Yes
5692166 | Active | Systems | SMARTCOMFORT TXT+ R410A HP | TEMPSTAR | TCH924GKA3* |  | EHD4X24A** | OLV098A12* | 24400 | 13 | 15.7 | 25000 | 8.5 | 15600 | 1 | HRCU-A-CB |  |  | 184 | 558 | Yes
5692066 | Active | Systems | SMARTCOMFORT TXT+ R410A HP | TEMPSTAR | TCH924GKA3* |  | EHD4X24A** | OMV098J12* | 24400 | 13 | 16.2 | 25000 | 9 | 15600 | 1 | HRCU-A-CB |  |  | 178 | 527 | Yes
5667986 | Active | Systems | SMARTCOMFORT TXT+ R410A HP | TEMPSTAR | TCH924GKA3* |  | EHD4X24A** | OMV112K14A | 24200 | 13.2 | 16.5 | 25000 | 9 | 15400 | 1 | HRCU-A-CB |  |  | 174 | 527 | Yes
5667856 | Active | Systems | SMARTCOMFORT TXT+ R410A HP | TEMPSTAR | TCH924GKA3* |  | EHD4X24A**+WALLCON | *8MV*0701412** | 25000 | 13.5 | 17 | 25000 | 9.5 | 15700 | 1 | HRCU-A-CB |  |  | 174 | 499 | Yes
5667857 | Active | Systems | SMARTCOMFORT TXT+ R410A HP | TEMPSTAR | TCH924GKA3* |  | EHD4X24A**+WALLCON | *8MV*0901716** | 25000 | 13.5 | 17 | 25000 | 9.5 | 15700 | 1 | HRCU-A-CB |  |  | 174 | 499 | Yes
5667858 | Active | Systems | SMARTCOMFORT TXT+ R410A HP | TEMPSTAR | TCH924GKA3* |  | EHD4X24A**+WALLCON | *8MV*1102120** | 25000 | 13.5 | 16.7 | 25000 | 9.5 | 15700 | 1 | HRCU-A-CB |  |  | 177 | 499 | Yes
5667859 | Active | Systems | SMARTCOMFORT TXT+ R410A HP | TEMPSTAR | TCH924GKA3* |  | EHD4X24A**+WALLCON | *8MV*1352422** | 25000 | 13.5 | 17 | 25000 | 9.5 | 15700 | 1 | HRCU-A-CB |  |  | 174 | 499 | Yes
5667850 | Active | Systems | SMARTCOMFORT TXT+ R410A HP | TEMPSTAR | TCH924GKA3* |  | EHD4X24A**+WALLCON | *9MA*0601714A** | 24800 | 13 | 16 | 25000 | 9.2 | 15900 | 1 | HRCU-A-CB |  |  | 184 | 515 | Yes
5667852 | Active | Systems | SMARTCOMFORT TXT+ R410A HP | TEMPSTAR | TCH924GKA3* |  | EHD4X24A**+WALLCON | *9MA*0602120A** | 24800 | 13.2 | 16.2 | 25000 | 9.2 | 15800 | 1 | HRCU-A-CB |  |  | 181 | 515 | Yes
5667851 | Active | Systems | SMARTCOMFORT TXT+ R410A HP | TEMPSTAR | TCH924GKA3* |  | EHD4X24A**+WALLCON | *9MA*0801714A** | 24800 | 13.2 | 16.2 | 25000 | 9.5 | 15800 | 1 | HRCU-A-CB |  |  | 181 | 499 | Yes
5667853 | Active | Systems | SMARTCOMFORT TXT+ R410A HP | TEMPSTAR | TCH924GKA3* |  | EHD4X24A**+WALLCON | *9MA*0802120A** | 25000 | 13.2 | 16.5 | 25000 | 9.5 | 15800 | 1 | HRCU-A-CB |  |  | 179 | 499 | Yes
5667854 | Active | Systems | SMARTCOMFORT TXT+ R410A HP | TEMPSTAR | TCH924GKA3* |  | EHD4X24A**+WALLCON | *9MA*1002122A** | 25000 | 13.2 | 16.7 | 25000 | 9.5 | 15700 | 1 | HRCU-A-CB |  |  | 177 | 499 | Yes
5667855 | Active | Systems | SMARTCOMFORT TXT+ R410A HP | TEMPSTAR | TCH924GKA3* |  | EHD4X24A**+WALLCON | *9MA*1202422A** | 24800 | 13.2 | 16.5 | 25000 | 9.5 | 15800 | 1 | HRCU-A-CB |  |  | 178 | 499 | Yes
5667947 | Active | Systems | SMARTCOMFORT TXT+ R410A HP | TEMPSTAR | TCH924GKA3* |  | EHD4X30A** | *8MX*0451408** | 24400 | 13.2 | 16.5 | 25000 | 9 | 15500 | 1 | HRCU-A-CB |  |  | 175 | 527 | Yes
5668051 | Active | Systems | SMARTCOMFORT TXT+ R410A HP | TEMPSTAR | TCH924GKA3* |  | EHD4X30A** | *9MV*0401410A** | 24000 | 12.5 | 15.7 | 25000 | 8.5 | 15800 | 1 | HRCU-A-CB |  |  | 181 | 558 | Yes
5668052 | Active | Systems | SMARTCOMFORT TXT+ R410A HP | TEMPSTAR | TCH924GKA3* |  | EHD4X30A** | *9MV*0601714A** | 24600 | 13.2 | 16.5 | 25000 | 9 | 15700 | 1 | HRCU-A-CB |  |  | 177 | 527 | Yes
5668053 | Active | Systems | SMARTCOMFORT TXT+ R410A HP | TEMPSTAR | TCH924GKA3* |  | EHD4X30A** | *9MV*0801716A** | 24800 | 13.2 | 16.7 | 25000 | 9.2 | 15700 | 1 | HRCU-A-CB |  |  | 176 | 515 | Yes
5668054 | Active | Systems | SMARTCOMFORT TXT+ R410A HP | TEMPSTAR | TCH924GKA3* |  | EHD4X30A** | *9MV*0802120A** | 24200 | 13.5 | 16.7 | 25000 | 9.2 | 15400 | 1 | HRCU-A-CB |  |  | 172 | 515 | Yes
5668055 | Active | Systems | SMARTCOMFORT TXT+ R410A HP | TEMPSTAR | TCH924GKA3* |  | EHD4X30A** | *9MV*1002120A** | 25000 | 13.5 | 17 | 25000 | 9.5 | 15700 | 1 | HRCU-A-CB |  |  | 174 | 499 | Yes
5668056 | Active | Systems | SMARTCOMFORT TXT+ R410A HP | TEMPSTAR | TCH924GKA3* |  | EHD4X30A** | *9MV*1202422A** | 25000 | 13.7 | 17 | 25000 | 9.5 | 15400 | 1 | HRCU-A-CB |  |  | 174 | 499 | Yes
5667929 | Active | Systems | SMARTCOMFORT TXT+ R410A HP | TEMPSTAR | TCH924GKA3* |  | EHD4X30A** | *9MX*0601714A** | 25400 | 13.2 | 17 | 25000 | 9.5 | 16000 | 1 | HRCU-A-CB |  |  | 177 | 499 | Yes
5668090 | Active | Systems | SMARTCOMFORT TXT+ R410A HP | TEMPSTAR | TCH924GKA3* |  | EHD4X30A** | MV08**14C* | 24200 | 13.5 | 16.7 | 25000 | 9 | 15300 | 1 | HRCU-A-CB |  |  | 172 | 527 | Yes
5668091 | Active | Systems | SMARTCOMFORT TXT+ R410A HP | TEMPSTAR | TCH924GKA3* |  | EHD4X30A** | MV12**17C* | 24400 | 13.5 | 17 | 25000 | 9 | 15400 | 1 | HRCU-A-CB |  |  | 170 | 527 | Yes
5667961 | Active | Systems | SMARTCOMFORT TXT+ R410A HP | TEMPSTAR | TCH924GKA3* |  | EHD4X30A** | NOMV106D12* | 25000 | 13.2 | 16.5 | 25000 | 8.5 | 15700 | 1 | HRCU-A-CB |  |  | 179 | 558 | Yes
5692173 | Active | Systems | SMARTCOMFORT TXT+ R410A HP | TEMPSTAR | TCH924GKA3* |  | EHD4X30A** | OLV098A12* | 24400 | 13.2 | 16 | 25000 | 8.5 | 15500 | 1 | HRCU-A-CB |  |  | 181 | 558 | Yes
5692076 | Active | Systems | SMARTCOMFORT TXT+ R410A HP | TEMPSTAR | TCH924GKA3* |  | EHD4X30A** | OMV098J12* | 24400 | 13.2 | 16.7 | 25000 | 9 | 15600 | 1 | HRCU-A-CB |  |  | 173 | 527 | Yes
5667988 | Active | Systems | SMARTCOMFORT TXT+ R410A HP | TEMPSTAR | TCH924GKA3* |  | EHD4X30A** | OMV112K14A | 24400 | 13.5 | 16.7 | 25000 | 9 | 15400 | 1 | HRCU-A-CB |  |  | 173 | 527 | Yes
5667866 | Active | Systems | SMARTCOMFORT TXT+ R410A HP | TEMPSTAR | TCH924GKA3* |  | EHD4X30A**+WALLCON | *8MV*0701412** | 25000 | 13.7 | 17.2 | 25000 | 9.5 | 15700 | 1 | HRCU-A-CB |  |  | 172 | 499 | Yes
5667867 | Active | Systems | SMARTCOMFORT TXT+ R410A HP | TEMPSTAR | TCH924GKA3* |  | EHD4X30A**+WALLCON | *8MV*0901716** | 25000 | 13.7 | 17.2 | 25000 | 9.5 | 15600 | 1 | HRCU-A-CB |  |  | 172 | 499 | Yes
5667868 | Active | Systems | SMARTCOMFORT TXT+ R410A HP | TEMPSTAR | TCH924GKA3* |  | EHD4X30A**+WALLCON | *8MV*1102120** | 25000 | 13.7 | 17.2 | 25000 | 9.5 | 15700 | 1 | HRCU-A-CB |  |  | 172 | 499 | Yes
5667869 | Active | Systems | SMARTCOMFORT TXT+ R410A HP | TEMPSTAR | TCH924GKA3* |  | EHD4X30A**+WALLCON | *8MV*1352422** | 25000 | 13.7 | 17.2 | 25000 | 9.5 | 15600 | 1 | HRCU-A-CB |  |  | 172 | 499 | Yes
5667860 | Active | Systems | SMARTCOMFORT TXT+ R410A HP | TEMPSTAR | TCH924GKA3* |  | EHD4X30A**+WALLCON | *9MA*0601714A** | 25000 | 13.2 | 16.5 | 25000 | 9.5 | 15800 | 1 | HRCU-A-CB |  |  | 179 | 499 | Yes
5667862 | Active | Systems | SMARTCOMFORT TXT+ R410A HP | TEMPSTAR | TCH924GKA3* |  | EHD4X30A**+WALLCON | *9MA*0602120A** | 25000 | 13.2 | 16.7 | 25000 | 9.5 | 15800 | 1 | HRCU-A-CB |  |  | 177 | 499 | Yes
5667861 | Active | Systems | SMARTCOMFORT TXT+ R410A HP | TEMPSTAR | TCH924GKA3* |  | EHD4X30A**+WALLCON | *9MA*0801714A** | 25000 | 13.2 | 16.7 | 25000 | 9.5 | 15800 | 1 | HRCU-A-CB |  |  | 177 | 499 | Yes
5667863 | Active | Systems | SMARTCOMFORT TXT+ R410A HP | TEMPSTAR | TCH924GKA3* |  | EHD4X30A**+WALLCON | *9MA*0802120A** | 25000 | 13.5 | 17 | 25000 | 9.5 | 15700 | 1 | HRCU-A-CB |  |  | 174 | 499 | Yes
5667864 | Active | Systems | SMARTCOMFORT TXT+ R410A HP | TEMPSTAR | TCH924GKA3* |  | EHD4X30A**+WALLCON | *9MA*1002122A** | 25000 | 13.5 | 17 | 25000 | 9.5 | 15700 | 1 | HRCU-A-CB |  |  | 174 | 499 | Yes
5667865 | Active | Systems | SMARTCOMFORT TXT+ R410A HP | TEMPSTAR | TCH924GKA3* |  | EHD4X30A**+WALLCON | *9MA*1202422A** | 25000 | 13.5 | 16.7 | 25000 | 9.5 | 15700 | 1 | HRCU-A-CB |  |  | 177 | 499 | Yes
5667948 | Active | Systems | SMARTCOMFORT TXT+ R410A HP | TEMPSTAR | TCH924GKA3* |  | EHD4X36A** | *8MX*0451408** | 24600 | 13.2 | 16.7 | 25000 | 9 | 15600 | 1 | HRCU-A-CB |  |  | 174 | 527 | Yes
5668057 | Active | Systems | SMARTCOMFORT TXT+ R410A HP | TEMPSTAR | TCH924GKA3* |  | EHD4X36A** | *9MV*0401410A** | 24200 | 12.5 | 15.7 | 25000 | 9 | 15800 | 1 | HRCU-A-CB |  |  | 183 | 527 | Yes
5668058 | Active | Systems | SMARTCOMFORT TXT+ R410A HP | TEMPSTAR | TCH924GKA3* |  | EHD4X36A** | *9MV*0601714A** | 24800 | 13.2 | 16.7 | 25000 | 9.5 | 15800 | 1 | HRCU-A-CB |  |  | 176 | 499 | Yes
5668059 | Active | Systems | SMARTCOMFORT TXT+ R410A HP | TEMPSTAR | TCH924GKA3* |  | EHD4X36A** | *9MV*0801716A** | 25000 | 13.5 | 16.7 | 25000 | 9.5 | 15700 | 1 | HRCU-A-CB |  |  | 177 | 499 | Yes
5668060 | Active | Systems | SMARTCOMFORT TXT+ R410A HP | TEMPSTAR | TCH924GKA3* |  | EHD4X36A** | *9MV*0802120A** | 24600 | 13.7 | 17 | 25000 | 9.5 | 15500 | 1 | HRCU-A-CB |  |  | 171 | 499 | Yes
5668061 | Active | Systems | SMARTCOMFORT TXT+ R410A HP | TEMPSTAR | TCH924GKA3* |  | EHD4X36A** | *9MV*1002120A** | 25000 | 13.7 | 17.2 | 25000 | 9.5 | 15600 | 1 | HRCU-A-CB |  |  | 172 | 499 | Yes
5668062 | Active | Systems | SMARTCOMFORT TXT+ R410A HP | TEMPSTAR | TCH924GKA3* |  | EHD4X36A** | *9MV*1202422A** | 24800 | 13.7 | 17 | 25000 | 9.5 | 15500 | 1 | HRCU-A-CB |  |  | 173 | 499 | Yes
5667931 | Active | Systems | SMARTCOMFORT TXT+ R410A HP | TEMPSTAR | TCH924GKA3* |  | EHD4X36A** | *9MX*0601714A** | 25600 | 13.2 | 17 | 25000 | 9.5 | 16100 | 1 | HRCU-A-CB |  |  | 178 | 499 | Yes
5668092 | Active | Systems | SMARTCOMFORT TXT+ R410A HP | TEMPSTAR | TCH924GKA3* |  | EHD4X36A** | MV08**14C* | 24200 | 13.5 | 16.7 | 25000 | 9 | 15300 | 1 | HRCU-A-CB |  |  | 172 | 527 | Yes
5668093 | Active | Systems | SMARTCOMFORT TXT+ R410A HP | TEMPSTAR | TCH924GKA3* |  | EHD4X36A** | MV12**17C* | 24400 | 13.7 | 17 | 25000 | 9 | 15400 | 1 | HRCU-A-CB |  |  | 170 | 527 | Yes
5667962 | Active | Systems | SMARTCOMFORT TXT+ R410A HP | TEMPSTAR | TCH924GKA3* |  | EHD4X36A** | NOMV106D12* | 25000 | 13.5 | 16.5 | 25000 | 9 | 15700 | 1 | HRCU-A-CB |  |  | 179 | 527 | Yes
5692182 | Active | Systems | SMARTCOMFORT TXT+ R410A HP | TEMPSTAR | TCH924GKA3* |  | EHD4X36A** | OLV098A12* | 24600 | 13.2 | 16 | 25000 | 8.5 | 15500 | 1 | HRCU-A-CB |  |  | 182 | 558 | Yes
5692082 | Active | Systems | SMARTCOMFORT TXT+ R410A HP | TEMPSTAR | TCH924GKA3* |  | EHD4X36A** | OMV098J12* | 24600 | 13.2 | 16.7 | 25000 | 9 | 15600 | 1 | HRCU-A-CB |  |  | 174 | 527 | Yes
5667990 | Active | Systems | SMARTCOMFORT TXT+ R410A HP | TEMPSTAR | TCH924GKA3* |  | EHD4X36A** | OMV112K14A | 24400 | 13.5 | 17 | 25000 | 9.2 | 15400 | 1 | HRCU-A-CB |  |  | 170 | 515 | Yes
5667876 | Active | Systems | SMARTCOMFORT TXT+ R410A HP | TEMPSTAR | TCH924GKA3* |  | EHD4X36A**+WALLCON | *8MV*0701412** | 25200 | 13.7 | 17.2 | 25000 | 9.5 | 15700 | 1 | HRCU-A-CB |  |  | 173 | 499 | Yes
5667877 | Active | Systems | SMARTCOMFORT TXT+ R410A HP | TEMPSTAR | TCH924GKA3* |  | EHD4X36A**+WALLCON | *8MV*0901716** | 25200 | 13.7 | 17.5 | 25000 | 9.7 | 15600 | 1 | HRCU-A-CB |  |  | 170 | 489 | Yes
5667878 | Active | Systems | SMARTCOMFORT TXT+ R410A HP | TEMPSTAR | TCH924GKA3* |  | EHD4X36A**+WALLCON | *8MV*1102120** | 25200 | 13.7 | 17.2 | 25000 | 9.5 | 15600 | 1 | HRCU-A-CB |  |  | 173 | 499 | Yes
5667879 | Active | Systems | SMARTCOMFORT TXT+ R410A HP | TEMPSTAR | TCH924GKA3* |  | EHD4X36A**+WALLCON | *8MV*1352422** | 25200 | 14 | 17.5 | 25000 | 9.7 | 15600 | 1 | HRCU-A-CB |  |  | 170 | 489 | Yes
5667870 | Active | Systems | SMARTCOMFORT TXT+ R410A HP | TEMPSTAR | TCH924GKA3* |  | EHD4X36A**+WALLCON | *9MA*0601714A** | 25000 | 13.2 | 16.5 | 25000 | 9.5 | 15800 | 1 | HRCU-A-CB |  |  | 179 | 499 | Yes
5667872 | Active | Systems | SMARTCOMFORT TXT+ R410A HP | TEMPSTAR | TCH924GKA3* |  | EHD4X36A**+WALLCON | *9MA*0602120A** | 25000 | 13.5 | 17 | 25000 | 9.5 | 15800 | 1 | HRCU-A-CB |  |  | 174 | 499 | Yes
5667871 | Active | Systems | SMARTCOMFORT TXT+ R410A HP | TEMPSTAR | TCH924GKA3* |  | EHD4X36A**+WALLCON | *9MA*0801714A** | 25000 | 13.5 | 17 | 25000 | 9.5 | 15700 | 1 | HRCU-A-CB |  |  | 174 | 499 | Yes
5667873 | Active | Systems | SMARTCOMFORT TXT+ R410A HP | TEMPSTAR | TCH924GKA3* |  | EHD4X36A**+WALLCON | *9MA*0802120A** | 25000 | 13.7 | 17.2 | 25000 | 9.5 | 15700 | 1 | HRCU-A-CB |  |  | 172 | 499 | Yes
5667874 | Active | Systems | SMARTCOMFORT TXT+ R410A HP | TEMPSTAR | TCH924GKA3* |  | EHD4X36A**+WALLCON | *9MA*1002122A** | 25200 | 13.7 | 17.2 | 25000 | 9.5 | 15700 | 1 | HRCU-A-CB |  |  | 173 | 499 | Yes
5667875 | Active | Systems | SMARTCOMFORT TXT+ R410A HP | TEMPSTAR | TCH924GKA3* |  | EHD4X36A**+WALLCON | *9MA*1202422A** | 25000 | 13.7 | 17 | 25000 | 9.5 | 15700 | 1 | HRCU-A-CB |  |  | 174 | 499 | Yes
5667938 | Active | Systems | SMARTCOMFORT TXT+ R410A HP | TEMPSTAR | TCH924GKA3* |  | EN(A,D)4X24*14** | *8MX*0451408** | 24200 | 13 | 16.2 | 25000 | 9 | 15500 | 1 | HRCU-A-CB |  |  | 177 | 527 | Yes
5668021 | Active | Systems | SMARTCOMFORT TXT+ R410A HP | TEMPSTAR | TCH924GKA3* |  | EN(A,D)4X24*14** | *9MV*0401410A** | 23800 | 12.5 | 15.7 | 25000 | 8.5 | 15700 | 1 | HRCU-A-CB |  |  | 179 | 558 | Yes
5668073 | Active | Systems | SMARTCOMFORT TXT+ R410A HP | TEMPSTAR | TCH924GKA3* |  | EN(A,D)4X24*14** | MV08**14C* | 24000 | 13.2 | 16.7 | 25000 | 9 | 15300 | 1 | HRCU-A-CB |  |  | 170 | 527 | Yes
5667817 | Active | Systems | SMARTCOMFORT TXT+ R410A HP | TEMPSTAR | TCH924GKA3* |  | EN(A,D)4X24*14**+WALLCON | *8MV*0701412** | 24800 | 13.5 | 17 | 25000 | 9.5 | 15700 | 1 | HRCU-A-CB |  |  | 173 | 499 | Yes
5667939 | Active | Systems | SMARTCOMFORT TXT+ R410A HP | TEMPSTAR | TCH924GKA3* |  | EN(A,D)4X24*17** | *8MX*0451408** | 24200 | 13 | 16.2 | 25000 | 9 | 15500 | 1 | HRCU-A-CB |  |  | 177 | 527 | Yes
5668022 | Active | Systems | SMARTCOMFORT TXT+ R410A HP | TEMPSTAR | TCH924GKA3* |  | EN(A,D)4X24*17** | *9MV*0401410A** | 23800 | 12.5 | 15.7 | 25000 | 8.5 | 15700 | 1 | HRCU-A-CB |  |  | 179 | 558 | Yes
5668023 | Active | Systems | SMARTCOMFORT TXT+ R410A HP | TEMPSTAR | TCH924GKA3* |  | EN(A,D)4X24*17** | *9MV*0601714A** | 24400 | 13 | 16.5 | 25000 | 9 | 15600 | 1 | HRCU-A-CB |  |  | 175 | 527 | Yes
5668024 | Active | Systems | SMARTCOMFORT TXT+ R410A HP | TEMPSTAR | TCH924GKA3* |  | EN(A,D)4X24*17** | *9MV*0801716A** | 24600 | 13.2 | 16.5 | 25000 | 9 | 15600 | 1 | HRCU-A-CB |  |  | 177 | 527 | Yes
5667913 | Active | Systems | SMARTCOMFORT TXT+ R410A HP | TEMPSTAR | TCH924GKA3* |  | EN(A,D)4X24*17** | *9MX*0601714A** | 25000 | 13 | 16.5 | 25000 | 9 | 16000 | 1 | HRCU-A-CB |  |  | 179 | 527 | Yes
5668074 | Active | Systems | SMARTCOMFORT TXT+ R410A HP | TEMPSTAR | TCH924GKA3* |  | EN(A,D)4X24*17** | MV08**14C* | 24000 | 13.2 | 16.7 | 25000 | 9 | 15300 | 1 | HRCU-A-CB |  |  | 170 | 527 | Yes
5668075 | Active | Systems | SMARTCOMFORT TXT+ R410A HP | TEMPSTAR | TCH924GKA3* |  | EN(A,D)4X24*17** | MV12**17C* | 24200 | 13.2 | 17 | 25000 | 9 | 15400 | 1 | HRCU-A-CB |  |  | 169 | 527 | Yes
5667953 | Active | Systems | SMARTCOMFORT TXT+ R410A HP | TEMPSTAR | TCH924GKA3* |  | EN(A,D)4X24*17** | NOMV106D12* | 24800 | 13 | 16.2 | 25000 | 8.5 | 15800 | 1 | HRCU-A-CB |  |  | 181 | 558 | Yes
5692115 | Active | Systems | SMARTCOMFORT TXT+ R410A HP | TEMPSTAR | TCH924GKA3* |  | EN(A,D)4X24*17** | OLV098A12* | 24400 | 13 | 16 | 25000 | 8.5 | 15500 | 1 | HRCU-A-CB |  |  | 181 | 558 | Yes
5692018 | Active | Systems | SMARTCOMFORT TXT+ R410A HP | TEMPSTAR | TCH924GKA3* |  | EN(A,D)4X24*17** | OMV098J12* | 24400 | 13 | 16.5 | 25000 | 9 | 15600 | 1 | HRCU-A-CB |  |  | 175 | 527 | Yes
5667972 | Active | Systems | SMARTCOMFORT TXT+ R410A HP | TEMPSTAR | TCH924GKA3* |  | EN(A,D)4X24*17** | OMV112K14A | 24200 | 13.2 | 16.7 | 25000 | 9 | 15400 | 1 | HRCU-A-CB |  |  | 172 | 527 | Yes
5667820 | Active | Systems | SMARTCOMFORT TXT+ R410A HP | TEMPSTAR | TCH924GKA3* |  | EN(A,D)4X24*17**+WALLCON | *8MV*0701412** | 24800 | 13.5 | 17 | 25000 | 9.5 | 15700 | 1 | HRCU-A-CB |  |  | 173 | 499 | Yes
5667821 | Active | Systems | SMARTCOMFORT TXT+ R410A HP | TEMPSTAR | TCH924GKA3* |  | EN(A,D)4X24*17**+WALLCON | *8MV*0901716** | 25000 | 13.5 | 17.2 | 25000 | 9.5 | 15600 | 1 | HRCU-A-CB |  |  | 172 | 499 | Yes
5667818 | Active | Systems | SMARTCOMFORT TXT+ R410A HP | TEMPSTAR | TCH924GKA3* |  | EN(A,D)4X24*17**+WALLCON | *9MA*0601714A** | 24800 | 13 | 16.2 | 25000 | 9 | 15800 | 1 | HRCU-A-CB |  |  | 181 | 527 | Yes
5667819 | Active | Systems | SMARTCOMFORT TXT+ R410A HP | TEMPSTAR | TCH924GKA3* |  | EN(A,D)4X24*17**+WALLCON | *9MA*0801714A** | 24800 | 13.2 | 16.5 | 25000 | 9.2 | 15800 | 1 | HRCU-A-CB |  |  | 178 | 515 | Yes
5667940 | Active | Systems | SMARTCOMFORT TXT+ R410A HP | TEMPSTAR | TCH924GKA3* |  | EN(A,D)4X30*14** | *8MX*0451408** | 24200 | 13.2 | 16.2 | 25000 | 9 | 15500 | 1 | HRCU-A-CB |  |  | 177 | 527 | Yes
5668025 | Active | Systems | SMARTCOMFORT TXT+ R410A HP | TEMPSTAR | TCH924GKA3* |  | EN(A,D)4X30*14** | *9MV*0401410A** | 23800 | 12.5 | 15.7 | 25000 | 8.5 | 15700 | 1 | HRCU-A-CB |  |  | 179 | 558 | Yes
5668076 | Active | Systems | SMARTCOMFORT TXT+ R410A HP | TEMPSTAR | TCH924GKA3* |  | EN(A,D)4X30*14** | MV08**14C* | 24200 | 13.2 | 16.7 | 25000 | 9 | 15300 | 1 | HRCU-A-CB |  |  | 172 | 527 | Yes
5667822 | Active | Systems | SMARTCOMFORT TXT+ R410A HP | TEMPSTAR | TCH924GKA3* |  | EN(A,D)4X30*14**+WALLCON | *8MV*0701412** | 24800 | 13.5 | 17 | 25000 | 9.5 | 15700 | 1 | HRCU-A-CB |  |  | 173 | 499 | Yes
5667941 | Active | Systems | SMARTCOMFORT TXT+ R410A HP | TEMPSTAR | TCH924GKA3* |  | EN(A,D)4X30*17** | *8MX*0451408** | 24400 | 13.2 | 16.5 | 25000 | 9 | 15500 | 1 | HRCU-A-CB |  |  | 175 | 527 | Yes
5668026 | Active | Systems | SMARTCOMFORT TXT+ R410A HP | TEMPSTAR | TCH924GKA3* |  | EN(A,D)4X30*17** | *9MV*0401410A** | 24000 | 12.5 | 15.7 | 25000 | 9 | 15700 | 1 | HRCU-A-CB |  |  | 181 | 527 | Yes
5668027 | Active | Systems | SMARTCOMFORT TXT+ R410A HP | TEMPSTAR | TCH924GKA3* |  | EN(A,D)4X30*17** | *9MV*0601714A** | 24600 | 13.2 | 16.5 | 25000 | 9.2 | 15700 | 1 | HRCU-A-CB |  |  | 177 | 515 | Yes
5668028 | Active | Systems | SMARTCOMFORT TXT+ R410A HP | TEMPSTAR | TCH924GKA3* |  | EN(A,D)4X30*17** | *9MV*0801716A** | 24800 | 13.2 | 16.7 | 25000 | 9.5 | 15700 | 1 | HRCU-A-CB |  |  | 176 | 499 | Yes
5667916 | Active | Systems | SMARTCOMFORT TXT+ R410A HP | TEMPSTAR | TCH924GKA3* |  | EN(A,D)4X30*17** | *9MX*0601714A** | 25200 | 13 | 16.7 | 25000 | 9.5 | 16000 | 1 | HRCU-A-CB |  |  | 179 | 499 | Yes
5668077 | Active | Systems | SMARTCOMFORT TXT+ R410A HP | TEMPSTAR | TCH924GKA3* |  | EN(A,D)4X30*17** | MV08**14C* | 24200 | 13.5 | 17 | 25000 | 9 | 15300 | 1 | HRCU-A-CB |  |  | 169 | 527 | Yes
5668078 | Active | Systems | SMARTCOMFORT TXT+ R410A HP | TEMPSTAR | TCH924GKA3* |  | EN(A,D)4X30*17** | MV12**17C* | 24400 | 13.5 | 17 | 25000 | 9 | 15300 | 1 | HRCU-A-CB |  |  | 170 | 527 | Yes
5667954 | Active | Systems | SMARTCOMFORT TXT+ R410A HP | TEMPSTAR | TCH924GKA3* |  | EN(A,D)4X30*17** | NOMV106D12* | 24800 | 13.2 | 16.5 | 25000 | 9 | 15700 | 1 | HRCU-A-CB |  |  | 178 | 527 | Yes
5692126 | Active | Systems | SMARTCOMFORT TXT+ R410A HP | TEMPSTAR | TCH924GKA3* |  | EN(A,D)4X30*17** | OLV098A12* | 24400 | 13.2 | 16 | 25000 | 8.5 | 15500 | 1 | HRCU-A-CB |  |  | 181 | 558 | Yes
5692024 | Active | Systems | SMARTCOMFORT TXT+ R410A HP | TEMPSTAR | TCH924GKA3* |  | EN(A,D)4X30*17** | OMV098J12* | 24400 | 13.2 | 16.7 | 25000 | 9 | 15500 | 1 | HRCU-A-CB |  |  | 173 | 527 | Yes
5667974 | Active | Systems | SMARTCOMFORT TXT+ R410A HP | TEMPSTAR | TCH924GKA3* |  | EN(A,D)4X30*17** | OMV112K14A | 24200 | 13.5 | 16.7 | 25000 | 9 | 15300 | 1 | HRCU-A-CB |  |  | 172 | 527 | Yes
5667825 | Active | Systems | SMARTCOMFORT TXT+ R410A HP | TEMPSTAR | TCH924GKA3* |  | EN(A,D)4X30*17**+WALLCON | *8MV*0701412** | 25000 | 13.7 | 17 | 25000 | 9.5 | 15600 | 1 | HRCU-A-CB |  |  | 174 | 499 | Yes
5667826 | Active | Systems | SMARTCOMFORT TXT+ R410A HP | TEMPSTAR | TCH924GKA3* |  | EN(A,D)4X30*17**+WALLCON | *8MV*0901716** | 25000 | 13.7 | 17.2 | 25000 | 9.5 | 15600 | 1 | HRCU-A-CB |  |  | 172 | 499 | Yes
5667823 | Active | Systems | SMARTCOMFORT TXT+ R410A HP | TEMPSTAR | TCH924GKA3* |  | EN(A,D)4X30*17**+WALLCON | *9MA*0601714A** | 24800 | 13.2 | 16.5 | 25000 | 9.5 | 15800 | 1 | HRCU-A-CB |  |  | 178 | 499 | Yes
5667824 | Active | Systems | SMARTCOMFORT TXT+ R410A HP | TEMPSTAR | TCH924GKA3* |  | EN(A,D)4X30*17**+WALLCON | *9MA*0801714A** | 24800 | 13.5 | 16.7 | 25000 | 9.5 | 15700 | 1 | HRCU-A-CB |  |  | 176 | 499 | Yes
5668032 | Active | Systems | SMARTCOMFORT TXT+ R410A HP | TEMPSTAR | TCH924GKA3* |  | EN(A,D)4X36*21** | *9MV*0601714A** | 24600 | 13.2 | 16.5 | 25000 | 9.2 | 15700 | 1 | HRCU-A-CB |  |  | 177 | 515 | Yes
5668033 | Active | Systems | SMARTCOMFORT TXT+ R410A HP | TEMPSTAR | TCH924GKA3* |  | EN(A,D)4X36*21** | *9MV*0801716A** | 24800 | 13.2 | 16.7 | 25000 | 9.5 | 15700 | 1 | HRCU-A-CB |  |  | 176 | 499 | Yes
5668034 | Active | Systems | SMARTCOMFORT TXT+ R410A HP | TEMPSTAR | TCH924GKA3* |  | EN(A,D)4X36*21** | *9MV*0802120A** | 24400 | 13.5 | 17 | 25000 | 9.5 | 15400 | 1 | HRCU-A-CB |  |  | 170 | 499 | Yes
5668035 | Active | Systems | SMARTCOMFORT TXT+ R410A HP | TEMPSTAR | TCH924GKA3* |  | EN(A,D)4X36*21** | *9MV*1002120A** | 24800 | 13.5 | 17 | 25000 | 9.5 | 15600 | 1 | HRCU-A-CB |  |  | 173 | 499 | Yes
5667919 | Active | Systems | SMARTCOMFORT TXT+ R410A HP | TEMPSTAR | TCH924GKA3* |  | EN(A,D)4X36*21** | *9MX*0601714A** | 25200 | 13.2 | 16.7 | 25000 | 9.5 | 16000 | 1 | HRCU-A-CB |  |  | 179 | 499 | Yes
5668081 | Active | Systems | SMARTCOMFORT TXT+ R410A HP | TEMPSTAR | TCH924GKA3* |  | EN(A,D)4X36*21** | MV12**17C* | 24400 | 13.5 | 17 | 25000 | 9 | 15300 | 1 | HRCU-A-CB |  |  | 170 | 527 | Yes
5667956 | Active | Systems | SMARTCOMFORT TXT+ R410A HP | TEMPSTAR | TCH924GKA3* |  | EN(A,D)4X36*21** | NOMV106D12* | 24800 | 13.2 | 16.5 | 25000 | 9 | 15600 | 1 | HRCU-A-CB |  |  | 178 | 527 | Yes
5692140 | Active | Systems | SMARTCOMFORT TXT+ R410A HP | TEMPSTAR | TCH924GKA3* |  | EN(A,D)4X36*21** | OLV098A12* | 24400 | 13.2 | 16 | 25000 | 8.5 | 15500 | 1 | HRCU-A-CB |  |  | 181 | 558 | Yes
5692040 | Active | Systems | SMARTCOMFORT TXT+ R410A HP | TEMPSTAR | TCH924GKA3* |  | EN(A,D)4X36*21** | OMV098J12* | 24400 | 13.2 | 16.7 | 25000 | 9 | 15500 | 1 | HRCU-A-CB |  |  | 173 | 527 | Yes
5667978 | Active | Systems | SMARTCOMFORT TXT+ R410A HP | TEMPSTAR | TCH924GKA3* |  | EN(A,D)4X36*21** | OMV112K14A | 24200 | 13.5 | 16.7 | 25000 | 9 | 15300 | 1 | HRCU-A-CB |  |  | 172 | 527 | Yes
5667836 | Active | Systems | SMARTCOMFORT TXT+ R410A HP | TEMPSTAR | TCH924GKA3* |  | EN(A,D)4X36*21**+WALLCON | *8MV*0901716** | 25000 | 13.7 | 17.2 | 25000 | 9.5 | 15600 | 1 | HRCU-A-CB |  |  | 172 | 499 | Yes
5667837 | Active | Systems | SMARTCOMFORT TXT+ R410A HP | TEMPSTAR | TCH924GKA3* |  | EN(A,D)4X36*21**+WALLCON | *8MV*1102120** | 25000 | 13.7 | 17.2 | 25000 | 9.5 | 15600 | 1 | HRCU-A-CB |  |  | 172 | 499 | Yes
5667831 | Active | Systems | SMARTCOMFORT TXT+ R410A HP | TEMPSTAR | TCH924GKA3* |  | EN(A,D)4X36*21**+WALLCON | *9MA*0601714A** | 24800 | 13.2 | 16.5 | 25000 | 9.5 | 15800 | 1 | HRCU-A-CB |  |  | 178 | 499 | Yes
5667833 | Active | Systems | SMARTCOMFORT TXT+ R410A HP | TEMPSTAR | TCH924GKA3* |  | EN(A,D)4X36*21**+WALLCON | *9MA*0602120A** | 24800 | 13.2 | 16.7 | 25000 | 9.5 | 15700 | 1 | HRCU-A-CB |  |  | 176 | 499 | Yes
5667832 | Active | Systems | SMARTCOMFORT TXT+ R410A HP | TEMPSTAR | TCH924GKA3* |  | EN(A,D)4X36*21**+WALLCON | *9MA*0801714A** | 24800 | 13.5 | 16.7 | 25000 | 9.5 | 15700 | 1 | HRCU-A-CB |  |  | 176 | 499 | Yes
5667834 | Active | Systems | SMARTCOMFORT TXT+ R410A HP | TEMPSTAR | TCH924GKA3* |  | EN(A,D)4X36*21**+WALLCON | *9MA*0802120A** | 25000 | 13.5 | 17 | 25000 | 9.5 | 15600 | 1 | HRCU-A-CB |  |  | 174 | 499 | Yes
5667835 | Active | Systems | SMARTCOMFORT TXT+ R410A HP | TEMPSTAR | TCH924GKA3* |  | EN(A,D)4X36*21**+WALLCON | *9MA*1002122A** | 25000 | 13.7 | 17 | 25000 | 9.5 | 15600 | 1 | HRCU-A-CB |  |  | 174 | 499 | Yes
5667942 | Active | Systems | SMARTCOMFORT TXT+ R410A HP | TEMPSTAR | TCH924GKA3* |  | EN(A,D,W)4X36*17** | *8MX*0451408** | 24400 | 13.2 | 16.5 | 25000 | 9 | 15500 | 1 | HRCU-A-CB |  |  | 175 | 527 | Yes
5668029 | Active | Systems | SMARTCOMFORT TXT+ R410A HP | TEMPSTAR | TCH924GKA3* |  | EN(A,D,W)4X36*17** | *9MV*0401410A** | 24000 | 12.5 | 15.7 | 25000 | 9 | 15700 | 1 | HRCU-A-CB |  |  | 181 | 527 | Yes
5668030 | Active | Systems | SMARTCOMFORT TXT+ R410A HP | TEMPSTAR | TCH924GKA3* |  | EN(A,D,W)4X36*17** | *9MV*0601714A** | 24600 | 13.2 | 16.5 | 25000 | 9.2 | 15700 | 1 | HRCU-A-CB |  |  | 177 | 515 | Yes
5668031 | Active | Systems | SMARTCOMFORT TXT+ R410A HP | TEMPSTAR | TCH924GKA3* |  | EN(A,D,W)4X36*17** | *9MV*0801716A** | 24800 | 13.2 | 16.7 | 25000 | 9.5 | 15700 | 1 | HRCU-A-CB |  |  | 176 | 499 | Yes
5667918 | Active | Systems | SMARTCOMFORT TXT+ R410A HP | TEMPSTAR | TCH924GKA3* |  | EN(A,D,W)4X36*17** | *9MX*0601714A** | 25200 | 13 | 16.7 | 25000 | 9.5 | 16000 | 1 | HRCU-A-CB |  |  | 179 | 499 | Yes
5668079 | Active | Systems | SMARTCOMFORT TXT+ R410A HP | TEMPSTAR | TCH924GKA3* |  | EN(A,D,W)4X36*17** | MV08**14C* | 24200 | 13.5 | 16.7 | 25000 | 9 | 15300 | 1 | HRCU-A-CB |  |  | 172 | 527 | Yes
5668080 | Active | Systems | SMARTCOMFORT TXT+ R410A HP | TEMPSTAR | TCH924GKA3* |  | EN(A,D,W)4X36*17** | MV12**17C* | 24400 | 13.5 | 17 | 25000 | 9 | 15300 | 1 | HRCU-A-CB |  |  | 170 | 527 | Yes
5667955 | Active | Systems | SMARTCOMFORT TXT+ R410A HP | TEMPSTAR | TCH924GKA3* |  | EN(A,D,W)4X36*17** | NOMV106D12* | 24800 | 13.2 | 16.5 | 25000 | 9 | 15700 | 1 | HRCU-A-CB |  |  | 178 | 527 | Yes
5692131 | Active | Systems | SMARTCOMFORT TXT+ R410A HP | TEMPSTAR | TCH924GKA3* |  | EN(A,D,W)4X36*17** | OLV098A12* | 24400 | 13.2 | 16 | 25000 | 8.5 | 15500 | 1 | HRCU-A-CB |  |  | 181 | 558 | Yes
5692035 | Active | Systems | SMARTCOMFORT TXT+ R410A HP | TEMPSTAR | TCH924GKA3* |  | EN(A,D,W)4X36*17** | OMV098J12* | 24400 | 13.2 | 16.7 | 25000 | 9 | 15500 | 1 | HRCU-A-CB |  |  | 173 | 527 | Yes
5667976 | Active | Systems | SMARTCOMFORT TXT+ R410A HP | TEMPSTAR | TCH924GKA3* |  | EN(A,D,W)4X36*17** | OMV112K14A | 24200 | 13.5 | 16.7 | 25000 | 9 | 15300 | 1 | HRCU-A-CB |  |  | 172 | 527 | Yes
5667829 | Active | Systems | SMARTCOMFORT TXT+ R410A HP | TEMPSTAR | TCH924GKA3* |  | EN(A,D,W)4X36*17**+WALLCON | *8MV*0701412** | 25000 | 13.7 | 17 | 25000 | 9.5 | 15600 | 1 | HRCU-A-CB |  |  | 174 | 499 | Yes
5667830 | Active | Systems | SMARTCOMFORT TXT+ R410A HP | TEMPSTAR | TCH924GKA3* |  | EN(A,D,W)4X36*17**+WALLCON | *8MV*0901716** | 25000 | 13.7 | 17.2 | 25000 | 9.5 | 15600 | 1 | HRCU-A-CB |  |  | 172 | 499 | Yes
5667827 | Active | Systems | SMARTCOMFORT TXT+ R410A HP | TEMPSTAR | TCH924GKA3* |  | EN(A,D,W)4X36*17**+WALLCON | *9MA*0601714A** | 24800 | 13.2 | 16.5 | 25000 | 9.5 | 15800 | 1 | HRCU-A-CB |  |  | 178 | 499 | Yes
5667828 | Active | Systems | SMARTCOMFORT TXT+ R410A HP | TEMPSTAR | TCH924GKA3* |  | EN(A,D,W)4X36*17**+WALLCON | *9MA*0801714A** | 24800 | 13.5 | 16.7 | 25000 | 9.5 | 15700 | 1 | HRCU-A-CB |  |  | 176 | 499 | Yes
5667943 | Active | Systems | SMARTCOMFORT TXT+ R410A HP | TEMPSTAR | TCH924GKA3* |  | ENH4X24*17** | *8MX*0451408** | 24200 | 13 | 16.2 | 25000 | 9 | 15500 | 1 | HRCU-A-CB |  |  | 177 | 527 | Yes
5668036 | Active | Systems | SMARTCOMFORT TXT+ R410A HP | TEMPSTAR | TCH924GKA3* |  | ENH4X24*17** | *9MV*0401410A** | 23800 | 12.5 | 15.7 | 25000 | 8.5 | 15700 | 1 | HRCU-A-CB |  |  | 179 | 558 | Yes
5668037 | Active | Systems | SMARTCOMFORT TXT+ R410A HP | TEMPSTAR | TCH924GKA3* |  | ENH4X24*17** | *9MV*0601714A** | 24400 | 13 | 16.5 | 25000 | 9 | 15600 | 1 | HRCU-A-CB |  |  | 175 | 527 | Yes
5668038 | Active | Systems | SMARTCOMFORT TXT+ R410A HP | TEMPSTAR | TCH924GKA3* |  | ENH4X24*17** | *9MV*0801716A** | 24600 | 13.2 | 16.5 | 25000 | 9 | 15600 | 1 | HRCU-A-CB |  |  | 177 | 527 | Yes
5667921 | Active | Systems | SMARTCOMFORT TXT+ R410A HP | TEMPSTAR | TCH924GKA3* |  | ENH4X24*17** | *9MX*0601714A** | 25000 | 13 | 16.5 | 25000 | 9 | 16000 | 1 | HRCU-A-CB |  |  | 179 | 527 | Yes
5668082 | Active | Systems | SMARTCOMFORT TXT+ R410A HP | TEMPSTAR | TCH924GKA3* |  | ENH4X24*17** | MV08**14C* | 24000 | 13.2 | 16.7 | 25000 | 9 | 15300 | 1 | HRCU-A-CB |  |  | 170 | 527 | Yes
5668083 | Active | Systems | SMARTCOMFORT TXT+ R410A HP | TEMPSTAR | TCH924GKA3* |  | ENH4X24*17** | MV12**17C* | 24200 | 13.2 | 17 | 25000 | 9 | 15400 | 1 | HRCU-A-CB |  |  | 169 | 527 | Yes
5667957 | Active | Systems | SMARTCOMFORT TXT+ R410A HP | TEMPSTAR | TCH924GKA3* |  | ENH4X24*17** | NOMV106D12* | 24800 | 13 | 16.2 | 25000 | 8.5 | 15800 | 1 | HRCU-A-CB |  |  | 181 | 558 | Yes
5692145 | Active | Systems | SMARTCOMFORT TXT+ R410A HP | TEMPSTAR | TCH924GKA3* |  | ENH4X24*17** | OLV098A12* | 24400 | 13 | 16 | 25000 | 8.5 | 15500 | 1 | HRCU-A-CB |  |  | 181 | 558 | Yes
5692046 | Active | Systems | SMARTCOMFORT TXT+ R410A HP | TEMPSTAR | TCH924GKA3* |  | ENH4X24*17** | OMV098J12* | 24400 | 13 | 16.5 | 25000 | 9 | 15600 | 1 | HRCU-A-CB |  |  | 175 | 527 | Yes
5667980 | Active | Systems | SMARTCOMFORT TXT+ R410A HP | TEMPSTAR | TCH924GKA3* |  | ENH4X24*17** | OMV112K14A | 24200 | 13.2 | 16.7 | 25000 | 9 | 15400 | 1 | HRCU-A-CB |  |  | 172 | 527 | Yes
5667840 | Active | Systems | SMARTCOMFORT TXT+ R410A HP | TEMPSTAR | TCH924GKA3* |  | ENH4X24*17**+WALLCON | *8MV*0701412** | 24800 | 13.5 | 17 | 25000 | 9.5 | 15700 | 1 | HRCU-A-CB |  |  | 173 | 499 | Yes
5667841 | Active | Systems | SMARTCOMFORT TXT+ R410A HP | TEMPSTAR | TCH924GKA3* |  | ENH4X24*17**+WALLCON | *8MV*0901716** | 25000 | 13.5 | 17.2 | 25000 | 9.5 | 15600 | 1 | HRCU-A-CB |  |  | 172 | 499 | Yes
5667838 | Active | Systems | SMARTCOMFORT TXT+ R410A HP | TEMPSTAR | TCH924GKA3* |  | ENH4X24*17**+WALLCON | *9MA*0601714A** | 24800 | 13 | 16.2 | 25000 | 9 | 15800 | 1 | HRCU-A-CB |  |  | 181 | 527 | Yes
5667839 | Active | Systems | SMARTCOMFORT TXT+ R410A HP | TEMPSTAR | TCH924GKA3* |  | ENH4X24*17**+WALLCON | *9MA*0801714A** | 24800 | 13.2 | 16.5 | 25000 | 9.2 | 15800 | 1 | HRCU-A-CB |  |  | 178 | 515 | Yes
5667944 | Active | Systems | SMARTCOMFORT TXT+ R410A HP | TEMPSTAR | TCH924GKA3* |  | ENH4X30*17** | *8MX*0451408** | 24400 | 13.2 | 16.5 | 25000 | 9 | 15500 | 1 | HRCU-A-CB |  |  | 175 | 527 | Yes
5668039 | Active | Systems | SMARTCOMFORT TXT+ R410A HP | TEMPSTAR | TCH924GKA3* |  | ENH4X30*17** | *9MV*0401410A** | 24000 | 12.5 | 15.7 | 25000 | 9 | 15700 | 1 | HRCU-A-CB |  |  | 181 | 527 | Yes
5668040 | Active | Systems | SMARTCOMFORT TXT+ R410A HP | TEMPSTAR | TCH924GKA3* |  | ENH4X30*17** | *9MV*0601714A** | 24600 | 13.2 | 16.5 | 25000 | 9.2 | 15700 | 1 | HRCU-A-CB |  |  | 177 | 515 | Yes
5668041 | Active | Systems | SMARTCOMFORT TXT+ R410A HP | TEMPSTAR | TCH924GKA3* |  | ENH4X30*17** | *9MV*0801716A** | 24800 | 13.2 | 16.7 | 25000 | 9.5 | 15700 | 1 | HRCU-A-CB |  |  | 176 | 499 | Yes
5667923 | Active | Systems | SMARTCOMFORT TXT+ R410A HP | TEMPSTAR | TCH924GKA3* |  | ENH4X30*17** | *9MX*0601714A** | 25200 | 13 | 17 | 25000 | 9.5 | 16000 | 1 | HRCU-A-CB |  |  | 176 | 499 | Yes
5668084 | Active | Systems | SMARTCOMFORT TXT+ R410A HP | TEMPSTAR | TCH924GKA3* |  | ENH4X30*17** | MV08**14C* | 24200 | 13.5 | 17 | 25000 | 9 | 15300 | 1 | HRCU-A-CB |  |  | 169 | 527 | Yes
5668085 | Active | Systems | SMARTCOMFORT TXT+ R410A HP | TEMPSTAR | TCH924GKA3* |  | ENH4X30*17** | MV12**17C* | 24400 | 13.5 | 17 | 25000 | 9 | 15300 | 1 | HRCU-A-CB |  |  | 170 | 527 | Yes
5667958 | Active | Systems | SMARTCOMFORT TXT+ R410A HP | TEMPSTAR | TCH924GKA3* |  | ENH4X30*17** | NOMV106D12* | 24800 | 13.2 | 16.5 | 25000 | 9 | 15700 | 1 | HRCU-A-CB |  |  | 178 | 527 | Yes
5692152 | Active | Systems | SMARTCOMFORT TXT+ R410A HP | TEMPSTAR | TCH924GKA3* |  | ENH4X30*17** | OLV098A12* | 24400 | 13.2 | 16 | 25000 | 8.5 | 15500 | 1 | HRCU-A-CB |  |  | 181 | 558 | Yes
5692055 | Active | Systems | SMARTCOMFORT TXT+ R410A HP | TEMPSTAR | TCH924GKA3* |  | ENH4X30*17** | OMV098J12* | 24400 | 13.2 | 16.7 | 25000 | 9 | 15500 | 1 | HRCU-A-CB |  |  | 173 | 527 | Yes
5667982 | Active | Systems | SMARTCOMFORT TXT+ R410A HP | TEMPSTAR | TCH924GKA3* |  | ENH4X30*17** | OMV112K14A | 24200 | 13.5 | 16.7 | 25000 | 9 | 15300 | 1 | HRCU-A-CB |  |  | 172 | 527 | Yes
5667844 | Active | Systems | SMARTCOMFORT TXT+ R410A HP | TEMPSTAR | TCH924GKA3* |  | ENH4X30*17**+WALLCON | *8MV*0701412** | 25000 | 13.7 | 17 | 25000 | 9.5 | 15600 | 1 | HRCU-A-CB |  |  | 174 | 499 | Yes
5667845 | Active | Systems | SMARTCOMFORT TXT+ R410A HP | TEMPSTAR | TCH924GKA3* |  | ENH4X30*17**+WALLCON | *8MV*0901716** | 25000 | 13.7 | 17.2 | 25000 | 9.5 | 15600 | 1 | HRCU-A-CB |  |  | 172 | 499 | Yes
5667842 | Active | Systems | SMARTCOMFORT TXT+ R410A HP | TEMPSTAR | TCH924GKA3* |  | ENH4X30*17**+WALLCON | *9MA*0601714A** | 24800 | 13.2 | 16.5 | 25000 | 9.5 | 15800 | 1 | HRCU-A-CB |  |  | 178 | 499 | Yes
5667843 | Active | Systems | SMARTCOMFORT TXT+ R410A HP | TEMPSTAR | TCH924GKA3* |  | ENH4X30*17**+WALLCON | *9MA*0801714A** | 24800 | 13.5 | 16.7 | 25000 | 9.5 | 15700 | 1 | HRCU-A-CB |  |  | 176 | 499 | Yes
5667945 | Active | Systems | SMARTCOMFORT TXT+ R410A HP | TEMPSTAR | TCH924GKA3* |  | ENH4X36*17** | *8MX*0451408** | 24400 | 13.2 | 16.5 | 25000 | 9 | 15500 | 1 | HRCU-A-CB |  |  | 175 | 527 | Yes
5668042 | Active | Systems | SMARTCOMFORT TXT+ R410A HP | TEMPSTAR | TCH924GKA3* |  | ENH4X36*17** | *9MV*0401410A** | 24000 | 12.5 | 15.7 | 25000 | 9 | 15700 | 1 | HRCU-A-CB |  |  | 181 | 527 | Yes
5668043 | Active | Systems | SMARTCOMFORT TXT+ R410A HP | TEMPSTAR | TCH924GKA3* |  | ENH4X36*17** | *9MV*0601714A** | 24600 | 13.2 | 16.5 | 25000 | 9.2 | 15700 | 1 | HRCU-A-CB |  |  | 177 | 515 | Yes
5668044 | Active | Systems | SMARTCOMFORT TXT+ R410A HP | TEMPSTAR | TCH924GKA3* |  | ENH4X36*17** | *9MV*0801716A** | 24800 | 13.2 | 16.7 | 25000 | 9.5 | 15700 | 1 | HRCU-A-CB |  |  | 176 | 499 | Yes
5667925 | Active | Systems | SMARTCOMFORT TXT+ R410A HP | TEMPSTAR | TCH924GKA3* |  | ENH4X36*17** | *9MX*0601714A** | 25200 | 13 | 17 | 25000 | 9.5 | 16000 | 1 | HRCU-A-CB |  |  | 176 | 499 | Yes
5668086 | Active | Systems | SMARTCOMFORT TXT+ R410A HP | TEMPSTAR | TCH924GKA3* |  | ENH4X36*17** | MV08**14C* | 24200 | 13.5 | 17 | 25000 | 9 | 15300 | 1 | HRCU-A-CB |  |  | 169 | 527 | Yes
5668087 | Active | Systems | SMARTCOMFORT TXT+ R410A HP | TEMPSTAR | TCH924GKA3* |  | ENH4X36*17** | MV12**17C* | 24400 | 13.5 | 17 | 25000 | 9 | 15300 | 1 | HRCU-A-CB |  |  | 170 | 527 | Yes
5667959 | Active | Systems | SMARTCOMFORT TXT+ R410A HP | TEMPSTAR | TCH924GKA3* |  | ENH4X36*17** | NOMV106D12* | 24800 | 13.2 | 16.5 | 25000 | 9 | 15700 | 1 | HRCU-A-CB |  |  | 178 | 527 | Yes
5692160 | Active | Systems | SMARTCOMFORT TXT+ R410A HP | TEMPSTAR | TCH924GKA3* |  | ENH4X36*17** | OLV098A12* | 24400 | 13.2 | 16 | 25000 | 8.5 | 15500 | 1 | HRCU-A-CB |  |  | 181 | 558 | Yes
5692063 | Active | Systems | SMARTCOMFORT TXT+ R410A HP | TEMPSTAR | TCH924GKA3* |  | ENH4X36*17** | OMV098J12* | 24400 | 13.2 | 16.7 | 25000 | 9 | 15500 | 1 | HRCU-A-CB |  |  | 173 | 527 | Yes
5667984 | Active | Systems | SMARTCOMFORT TXT+ R410A HP | TEMPSTAR | TCH924GKA3* |  | ENH4X36*17** | OMV112K14A | 24200 | 13.5 | 16.7 | 25000 | 9 | 15300 | 1 | HRCU-A-CB |  |  | 172 | 527 | Yes
5667848 | Active | Systems | SMARTCOMFORT TXT+ R410A HP | TEMPSTAR | TCH924GKA3* |  | ENH4X36*17**+WALLCON | *8MV*0701412** | 25000 | 13.7 | 17 | 25000 | 9.5 | 15600 | 1 | HRCU-A-CB |  |  | 174 | 499 | Yes
5667849 | Active | Systems | SMARTCOMFORT TXT+ R410A HP | TEMPSTAR | TCH924GKA3* |  | ENH4X36*17**+WALLCON | *8MV*0901716** | 25000 | 13.7 | 17.2 | 25000 | 9.5 | 15600 | 1 | HRCU-A-CB |  |  | 172 | 499 | Yes
5667846 | Active | Systems | SMARTCOMFORT TXT+ R410A HP | TEMPSTAR | TCH924GKA3* |  | ENH4X36*17**+WALLCON | *9MA*0601714A** | 24800 | 13.2 | 16.5 | 25000 | 9.5 | 15800 | 1 | HRCU-A-CB |  |  | 178 | 499 | Yes
5667847 | Active | Systems | SMARTCOMFORT TXT+ R410A HP | TEMPSTAR | TCH924GKA3* |  | ENH4X36*17**+WALLCON | *9MA*0801714A** | 24800 | 13.5 | 16.7 | 25000 | 9.5 | 15700 | 1 | HRCU-A-CB |  |  | 176 | 499 | Yes
5667880 | Active | Systems | SMARTCOMFORT TXT+ R410A HP | TEMPSTAR | TCH924GKA3* |  | FCM4X24****+WALLCON |  | 25200 | 13.7 | 17.5 | 25000 | 9.5 | 15600 | 1 | HRCU-A-CB |  |  | 170 | 499 | Yes
5667794 | Active | Systems | SMARTCOMFORT TXT+ R410A HP | TEMPSTAR | TCH924GKA3* |  | FCM4X36****+WALLCON |  | 24800 | 13.5 | 18 | 25000 | 10 | 15500 | 1 | HRCU-A-CB | Yes |  | 163 | 474 | Yes
5667900 | Active | Systems | SMARTCOMFORT TXT+ R410A HP | TEMPSTAR | TCH924GKA3* |  | FVM4X24**** |  | 24400 | 13.5 | 17 | 25000 | 9 | 15400 | 1 | HRCU-A-CB |  |  | 170 | 527 | Yes
5667901 | Active | Systems | SMARTCOMFORT TXT+ R410A HP | TEMPSTAR | TCH924GKA3* |  | FVM4X36**** |  | 24600 | 13.7 | 17 | 25000 | 9 | 15300 | 1 | HRCU-A-CB |  |  | 171 | 527 | Yes
5428256 | Discontinued | Systems | SMARTCOMFORT TXT+ R410A HP | TEMPSTAR | TCH936GKA* |  | EA*4X36*14A* | MV08**14C* | 33800 | 12.5 | 17.2 | 35800 | 9 | 21400 | 1 | HRCU-A-CB |  |  | 233 | 737 | Yes
5256580 | Discontinued | Systems | SMARTCOMFORT TXT+ R410A HP | TEMPSTAR | TCH936GKA* |  | EA*4X36*17A* | *9MV*0601714A** | 33200 | 12.7 | 16.7 | 36000 | 9.2 | 23000 | 1 | HRCU-A-CB |  |  | 235 | 721 | Yes
5256581 | Discontinued | Systems | SMARTCOMFORT TXT+ R410A HP | TEMPSTAR | TCH936GKA* |  | EA*4X36*17A* | *9MV*0801716A** | 33600 | 12.5 | 16.7 | 35600 | 9.2 | 21200 | 1 | HRCU-A-CB |  |  | 238 | 721 | Yes
5256547 | Discontinued | Systems | SMARTCOMFORT TXT+ R410A HP | TEMPSTAR | TCH936GKA* |  | EA*4X36*17A* | *9MX*0801716A** | 33800 | 12.5 | 16.7 | 36000 | 9 | 21600 | 1 | HRCU-A-CB |  |  | 240 | 737 | Yes
5428257 | Discontinued | Systems | SMARTCOMFORT TXT+ R410A HP | TEMPSTAR | TCH936GKA* |  | EA*4X36*17A* | MV08**14C* | 34000 | 12.7 | 17.5 | 35800 | 9 | 21400 | 1 | HRCU-A-CB |  |  | 230 | 737 | Yes
5428258 | Discontinued | Systems | SMARTCOMFORT TXT+ R410A HP | TEMPSTAR | TCH936GKA* |  | EA*4X36*17A* | MV12**17C* | 34200 | 12.7 | 17.7 | 35800 | 9 | 21400 | 1 | HRCU-A-CB |  |  | 229 | 737 | Yes
5428301 | Discontinued | Systems | SMARTCOMFORT TXT+ R410A HP | TEMPSTAR | TCH936GKA* |  | EA*4X36*17A* | NOMV106D12* | 33600 | 12.5 | 16.7 | 35800 | 8.5 | 21400 | 1 | HRCU-A-CB |  |  | 238 | 781 | Yes
5256437 | Discontinued | Systems | SMARTCOMFORT TXT+ R410A HP | TEMPSTAR | TCH936GKA* |  | EA*4X36*17A*+WALLCON | *8MV*0701412** | 34200 | 12.5 | 17.2 | 36400 | 9 | 21800 | 1 | HRCU-A-CB |  |  | 235 | 737 | Yes
5256438 | Discontinued | Systems | SMARTCOMFORT TXT+ R410A HP | TEMPSTAR | TCH936GKA* |  | EA*4X36*17A*+WALLCON | *8MV*0901716** | 34400 | 12.7 | 17.5 | 36000 | 9 | 21600 | 1 | HRCU-A-CB |  |  | 233 | 737 | Yes
5256317 | Discontinued | Systems | SMARTCOMFORT TXT+ R410A HP | TEMPSTAR | TCH936GKA* |  | EA*4X36*21A* | *8MX*0902116** | 34600 | 12.5 | 17.2 | 36600 | 9 | 22000 | 1 | HRCU-A-CB |  |  | 238 | 737 | Yes
5256318 | Discontinued | Systems | SMARTCOMFORT TXT+ R410A HP | TEMPSTAR | TCH936GKA* |  | EA*4X36*21A* | *8MX*1102120** | 34800 | 12.7 | 17.2 | 36400 | 9.5 | 21800 | 1 | HRCU-A-CB |  |  | 240 | 699 | Yes
5256583 | Discontinued | Systems | SMARTCOMFORT TXT+ R410A HP | TEMPSTAR | TCH936GKA* |  | EA*4X36*21A* | *9MV*0801716A** | 33800 | 12.5 | 17 | 35600 | 9.2 | 21200 | 1 | HRCU-A-CB |  |  | 235 | 721 | Yes
5256622 | Discontinued | Systems | SMARTCOMFORT TXT+ R410A HP | TEMPSTAR | TCH936GKA* |  | EA*4X36*21A* | *9MV*0802120A** | 34000 | 13.2 | 17.5 | 35600 | 9 | 22600 | 1 | HRCU-A-CB |  |  | 230 | 737 | Yes
5256623 | Discontinued | Systems | SMARTCOMFORT TXT+ R410A HP | TEMPSTAR | TCH936GKA* |  | EA*4X36*21A* | *9MV*1002120A** | 34000 | 13.2 | 17.2 | 35400 | 9 | 22600 | 1 | HRCU-A-CB |  |  | 234 | 737 | Yes
5256548 | Discontinued | Systems | SMARTCOMFORT TXT+ R410A HP | TEMPSTAR | TCH936GKA* |  | EA*4X36*21A* | *9MX*0601714A** | 34000 | 12.5 | 17 | 36000 | 9 | 21800 | 1 | HRCU-A-CB |  |  | 237 | 737 | Yes
5256549 | Discontinued | Systems | SMARTCOMFORT TXT+ R410A HP | TEMPSTAR | TCH936GKA* |  | EA*4X36*21A* | *9MX*0801716A** | 34000 | 12.5 | 16.7 | 36000 | 9 | 21600 | 1 | HRCU-A-CB |  |  | 241 | 737 | Yes
5428259 | Discontinued | Systems | SMARTCOMFORT TXT+ R410A HP | TEMPSTAR | TCH936GKA* |  | EA*4X36*21A* | MV12**17C* | 34200 | 12.7 | 17.7 | 35800 | 9 | 21400 | 1 | HRCU-A-CB |  |  | 229 | 737 | Yes
5428260 | Discontinued | Systems | SMARTCOMFORT TXT+ R410A HP | TEMPSTAR | TCH936GKA* |  | EA*4X36*21A* | MV16**21C* | 34200 | 13 | 17.7 | 35800 | 9 | 21400 | 1 | HRCU-A-CB |  |  | 229 | 737 | Yes
5428302 | Discontinued | Systems | SMARTCOMFORT TXT+ R410A HP | TEMPSTAR | TCH936GKA* |  | EA*4X36*21A* | NOMV106D12* | 33800 | 12.5 | 17 | 35800 | 8.5 | 21200 | 1 | HRCU-A-CB |  |  | 235 | 781 | Yes
5428303 | Discontinued | Systems | SMARTCOMFORT TXT+ R410A HP | TEMPSTAR | TCH936GKA* |  | EA*4X36*21A* | NOMV156E19* | 33800 | 12.7 | 17 | 35600 | 8.5 | 21400 | 1 | HRCU-A-CB |  |  | 235 | 781 | Yes
5256439 | Discontinued | Systems | SMARTCOMFORT TXT+ R410A HP | TEMPSTAR | TCH936GKA* |  | EA*4X36*21A*+WALLCON | *8MV*0901716** | 34400 | 12.7 | 17.7 | 36000 | 9 | 21600 | 1 | HRCU-A-CB |  |  | 230 | 737 | Yes
5256440 | Discontinued | Systems | SMARTCOMFORT TXT+ R410A HP | TEMPSTAR | TCH936GKA* |  | EA*4X36*21A*+WALLCON | *8MV*1102120** | 34400 | 13 | 17.7 | 36000 | 9 | 21600 | 1 | HRCU-A-CB |  |  | 230 | 737 | Yes
5256702 | Discontinued | Systems | SMARTCOMFORT TXT+ R410A HP | TEMPSTAR | TCH936GKA* |  | EA*4X36*21A*+WALLCON | *9MA*0602120A** | 34200 | 12.5 | 17.2 | 36800 | 9 | 22200 | 1 | HRCU-A-CB |  |  | 235 | 737 | Yes
5256703 | Discontinued | Systems | SMARTCOMFORT TXT+ R410A HP | TEMPSTAR | TCH936GKA* |  | EA*4X36*21A*+WALLCON | *9MA*0802120A** | 34400 | 12.7 | 17.5 | 36600 | 9 | 22000 | 1 | HRCU-A-CB |  |  | 233 | 737 | Yes
5256704 | Discontinued | Systems | SMARTCOMFORT TXT+ R410A HP | TEMPSTAR | TCH936GKA* |  | EA*4X36*21A*+WALLCON | *9MA*1002122A** | 34400 | 12.7 | 17.5 | 36400 | 9.5 | 21800 | 1 | HRCU-A-CB |  |  | 233 | 699 | Yes
5256320 | Discontinued | Systems | SMARTCOMFORT TXT+ R410A HP | TEMPSTAR | TCH936GKA* |  | EA*4X42*21A* | *8MX*0902116** | 35000 | 12.7 | 17.5 | 36600 | 9 | 22000 | 1 | HRCU-A-CB |  |  | 237 | 737 | Yes
5256321 | Discontinued | Systems | SMARTCOMFORT TXT+ R410A HP | TEMPSTAR | TCH936GKA* |  | EA*4X42*21A* | *8MX*1102120** | 35000 | 13 | 17.5 | 36600 | 9.5 | 22000 | 1 | HRCU-A-CB |  |  | 237 | 699 | Yes
5256584 | Discontinued | Systems | SMARTCOMFORT TXT+ R410A HP | TEMPSTAR | TCH936GKA* |  | EA*4X42*21A* | *9MV*0601714A** | 33800 | 12.5 | 16.7 | 35800 | 9.2 | 21400 | 1 | HRCU-A-CB |  |  | 240 | 721 | Yes
5256585 | Discontinued | Systems | SMARTCOMFORT TXT+ R410A HP | TEMPSTAR | TCH936GKA* |  | EA*4X42*21A* | *9MV*0801716A** | 34000 | 12.5 | 17 | 35800 | 9.2 | 21400 | 1 | HRCU-A-CB |  |  | 237 | 721 | Yes
5256624 | Discontinued | Systems | SMARTCOMFORT TXT+ R410A HP | TEMPSTAR | TCH936GKA* |  | EA*4X42*21A* | *9MV*0802120A** | 34200 | 13.2 | 17.5 | 35600 | 9 | 22600 | 1 | HRCU-A-CB |  |  | 231 | 737 | Yes
5256625 | Discontinued | Systems | SMARTCOMFORT TXT+ R410A HP | TEMPSTAR | TCH936GKA* |  | EA*4X42*21A* | *9MV*1002120A** | 34200 | 13.2 | 17.5 | 35600 | 9 | 22600 | 1 | HRCU-A-CB |  |  | 231 | 737 | Yes
5256550 | Discontinued | Systems | SMARTCOMFORT TXT+ R410A HP | TEMPSTAR | TCH936GKA* |  | EA*4X42*21A* | *9MX*0601714A** | 34200 | 12.5 | 17.2 | 36000 | 9 | 21800 | 1 | HRCU-A-CB |  |  | 235 | 737 | Yes
5256551 | Discontinued | Systems | SMARTCOMFORT TXT+ R410A HP | TEMPSTAR | TCH936GKA* |  | EA*4X42*21A* | *9MX*0801716A** | 34200 | 12.5 | 17 | 36000 | 9 | 21600 | 1 | HRCU-A-CB |  |  | 238 | 737 | Yes
5428261 | Discontinued | Systems | SMARTCOMFORT TXT+ R410A HP | TEMPSTAR | TCH936GKA* |  | EA*4X42*21A* | MV12**17C* | 34400 | 13 | 17.7 | 36000 | 9 | 21400 | 1 | HRCU-A-CB |  |  | 230 | 737 | Yes
5428262 | Discontinued | Systems | SMARTCOMFORT TXT+ R410A HP | TEMPSTAR | TCH936GKA* |  | EA*4X42*21A* | MV16**21C* | 34400 | 13 | 18 | 35800 | 9 | 21400 | 1 | HRCU-A-CB |  |  | 226 | 737 | Yes
5428304 | Discontinued | Systems | SMARTCOMFORT TXT+ R410A HP | TEMPSTAR | TCH936GKA* |  | EA*4X42*21A* | NOMV106D12* | 34000 | 12.7 | 17 | 36000 | 8.5 | 21400 | 1 | HRCU-A-CB |  |  | 237 | 781 | Yes
5428305 | Discontinued | Systems | SMARTCOMFORT TXT+ R410A HP | TEMPSTAR | TCH936GKA* |  | EA*4X42*21A* | NOMV156E19* | 34200 | 12.7 | 17 | 35800 | 8.5 | 21400 | 1 | HRCU-A-CB |  |  | 238 | 781 | Yes
5690419 | Active | Systems | SMARTCOMFORT TXT+ R410A HP | TEMPSTAR | TCH936GKA* |  | EA*4X42*21A* | OLV098A12* | 34000 | 12.5 | 17 | 36000 | 8.5 | 21800 | 1 | HRCU-A-CB |  |  | 237 | 781 | Yes
5690415 | Active | Systems | SMARTCOMFORT TXT+ R410A HP | TEMPSTAR | TCH936GKA* |  | EA*4X42*21A* | OMV098J12* | 34000 | 12.5 | 17.2 | 36000 | 9 | 21800 | 1 | HRCU-A-CB |  |  | 234 | 737 | Yes
5256441 | Discontinued | Systems | SMARTCOMFORT TXT+ R410A HP | TEMPSTAR | TCH936GKA* |  | EA*4X42*21A*+WALLCON | *8MV*0901716** | 34600 | 13 | 17.7 | 36000 | 9.5 | 21800 | 1 | HRCU-A-CB |  |  | 231 | 699 | Yes
5256442 | Discontinued | Systems | SMARTCOMFORT TXT+ R410A HP | TEMPSTAR | TCH936GKA* |  | EA*4X42*21A*+WALLCON | *8MV*1102120** | 34800 | 13 | 17.7 | 36000 | 9.5 | 21600 | 1 | HRCU-A-CB |  |  | 233 | 699 | Yes
5256507 | Discontinued | Systems | SMARTCOMFORT TXT+ R410A HP | TEMPSTAR | TCH936GKA* |  | EA*4X42*21A*+WALLCON | *9MA*0801714A** | 34200 | 12.5 | 17.2 | 36800 | 9 | 22400 | 1 | HRCU-A-CB |  |  | 235 | 737 | Yes
5256322 | Discontinued | Systems | SMARTCOMFORT TXT+ R410A HP | TEMPSTAR | TCH936GKA* |  | EA*4X42*24A* | *8MX*0902116** | 35000 | 12.7 | 17.5 | 36600 | 9.5 | 22000 | 1 | HRCU-A-CB |  |  | 237 | 699 | Yes
5256323 | Discontinued | Systems | SMARTCOMFORT TXT+ R410A HP | TEMPSTAR | TCH936GKA* |  | EA*4X42*24A* | *8MX*1102120** | 35200 | 13 | 17.5 | 36600 | 9.5 | 22000 | 1 | HRCU-A-CB |  |  | 238 | 699 | Yes
5256626 | Discontinued | Systems | SMARTCOMFORT TXT+ R410A HP | TEMPSTAR | TCH936GKA* |  | EA*4X42*24A* | *9MV*0802120A** | 34200 | 13.2 | 17.5 | 35600 | 9 | 22600 | 1 | HRCU-A-CB |  |  | 231 | 737 | Yes
5256627 | Discontinued | Systems | SMARTCOMFORT TXT+ R410A HP | TEMPSTAR | TCH936GKA* |  | EA*4X42*24A* | *9MV*1002120A** | 34200 | 13.2 | 17.5 | 35600 | 9 | 22600 | 1 | HRCU-A-CB |  |  | 231 | 737 | Yes
5256586 | Discontinued | Systems | SMARTCOMFORT TXT+ R410A HP | TEMPSTAR | TCH936GKA* |  | EA*4X42*24A* | *9MV*1202422A** | 34200 | 13 | 17.5 | 35600 | 9.5 | 21200 | 1 | HRCU-A-CB |  |  | 231 | 699 | Yes
5428263 | Discontinued | Systems | SMARTCOMFORT TXT+ R410A HP | TEMPSTAR | TCH936GKA* |  | EA*4X42*24A* | MV16**21C* | 34400 | 13 | 18 | 35800 | 9 | 21400 | 1 | HRCU-A-CB |  |  | 226 | 737 | Yes
5428264 | Discontinued | Systems | SMARTCOMFORT TXT+ R410A HP | TEMPSTAR | TCH936GKA* |  | EA*4X42*24A* | MV20**24C* | 34400 | 13 | 18 | 35800 | 9 | 21200 | 1 | HRCU-A-CB |  |  | 226 | 737 | Yes
5428306 | Discontinued | Systems | SMARTCOMFORT TXT+ R410A HP | TEMPSTAR | TCH936GKA* |  | EA*4X42*24A* | NOMV156E19* | 34200 | 12.7 | 17 | 35800 | 8.5 | 21400 | 1 | HRCU-A-CB |  |  | 238 | 781 | Yes
5256443 | Discontinued | Systems | SMARTCOMFORT TXT+ R410A HP | TEMPSTAR | TCH936GKA* |  | EA*4X42*24A*+WALLCON | *8MV*1102120** | 34800 | 13 | 18 | 36000 | 9.5 | 21600 | 1 | HRCU-A-CB |  |  | 229 | 699 | Yes
5256444 | Discontinued | Systems | SMARTCOMFORT TXT+ R410A HP | TEMPSTAR | TCH936GKA* |  | EA*4X42*24A*+WALLCON | *8MV*1352422** | 34800 | 13 | 18 | 36000 | 9.5 | 21600 | 1 | HRCU-A-CB |  |  | 229 | 699 | Yes
5256508 | Discontinued | Systems | SMARTCOMFORT TXT+ R410A HP | TEMPSTAR | TCH936GKA* |  | EA*4X42*24A*+WALLCON | *9MA*1202422A** | 34400 | 13 | 17.5 | 36600 | 9 | 22000 | 1 | HRCU-A-CB |  |  | 233 | 737 | Yes
5256587 | Discontinued | Systems | SMARTCOMFORT TXT+ R410A HP | TEMPSTAR | TCH936GKA* |  | EA*4X48*17A* | *9MV*0601714A** | 34600 | 12.5 | 17 | 36000 | 9.2 | 21600 | 1 | HRCU-A-CB |  |  | 241 | 721 | Yes
5256588 | Discontinued | Systems | SMARTCOMFORT TXT+ R410A HP | TEMPSTAR | TCH936GKA* |  | EA*4X48*17A* | *9MV*0801716A** | 34800 | 12.7 | 17.2 | 36000 | 9.5 | 21600 | 1 | HRCU-A-CB |  |  | 240 | 699 | Yes
5256552 | Discontinued | Systems | SMARTCOMFORT TXT+ R410A HP | TEMPSTAR | TCH936GKA* |  | EA*4X48*17A* | *9MX*0601714A** | 35000 | 12.5 | 17.5 | 36800 | 9 | 22000 | 1 | HRCU-A-CB |  |  | 237 | 737 | Yes
5256553 | Discontinued | Systems | SMARTCOMFORT TXT+ R410A HP | TEMPSTAR | TCH936GKA* |  | EA*4X48*17A* | *9MX*0801716A** | 35000 | 12.7 | 17.2 | 36600 | 9 | 22000 | 1 | HRCU-A-CB |  |  | 241 | 737 | Yes
5428265 | Discontinued | Systems | SMARTCOMFORT TXT+ R410A HP | TEMPSTAR | TCH936GKA* |  | EA*4X48*17A* | MV08**14C* | 35000 | 13 | 18 | 36000 | 9 | 21600 | 1 | HRCU-A-CB |  |  | 230 | 737 | Yes
5428266 | Discontinued | Systems | SMARTCOMFORT TXT+ R410A HP | TEMPSTAR | TCH936GKA* |  | EA*4X48*17A* | MV12**17C* | 35200 | 13.2 | 18.2 | 36400 | 9 | 21800 | 1 | HRCU-A-CB |  |  | 229 | 737 | Yes
5428307 | Discontinued | Systems | SMARTCOMFORT TXT+ R410A HP | TEMPSTAR | TCH936GKA* |  | EA*4X48*17A* | NOMV106D12* | 34600 | 12.7 | 17.2 | 36000 | 8.5 | 21600 | 1 | HRCU-A-CB |  |  | 238 | 781 | Yes
5690434 | Active | Systems | SMARTCOMFORT TXT+ R410A HP | TEMPSTAR | TCH936GKA* |  | EA*4X48*17A* | OLV098A12* | 34800 | 12.5 | 17.2 | 36600 | 9 | 22000 | 1 | HRCU-A-CB |  |  | 240 | 737 | Yes
5690423 | Active | Systems | SMARTCOMFORT TXT+ R410A HP | TEMPSTAR | TCH936GKA* |  | EA*4X48*17A* | OMV098J12* | 34800 | 12.5 | 17.5 | 36800 | 9 | 22000 | 1 | HRCU-A-CB |  |  | 235 | 737 | Yes
5256377 | Discontinued | Systems | SMARTCOMFORT TXT+ R410A HP | TEMPSTAR | TCH936GKA* |  | EA*4X48*17A* | OMV112K14A | 35600 | 12.5 | 17.5 | 37600 | 9.5 | 22600 | 1 | HRCU-A-CB |  |  | 241 | 798 | Yes
5256445 | Discontinued | Systems | SMARTCOMFORT TXT+ R410A HP | TEMPSTAR | TCH936GKA* |  | EA*4X48*17A*+WALLCON | *8MV*0701412** | 35400 | 12.7 | 17.7 | 37000 | 9.5 | 22200 | 1 | HRCU-A-CB |  |  | 237 | 699 | Yes
5256446 | Discontinued | Systems | SMARTCOMFORT TXT+ R410A HP | TEMPSTAR | TCH936GKA* |  | EA*4X48*17A*+WALLCON | *8MV*0901716** | 35600 | 13 | 18.2 | 36800 | 9.5 | 22000 | 1 | HRCU-A-CB |  |  | 232 | 699 | Yes
5256510 | Discontinued | Systems | SMARTCOMFORT TXT+ R410A HP | TEMPSTAR | TCH936GKA* |  | EA*4X48*17A*+WALLCON | *9MA*0801714A** | 35200 | 12.5 | 17.5 | 37600 | 9.5 | 22600 | 1 | HRCU-A-CB |  |  | 238 | 798 | Yes
5256327 | Discontinued | Systems | SMARTCOMFORT TXT+ R410A HP | TEMPSTAR | TCH936GKA* |  | EA*4X48*21A* | *8MX*0902116** | 35600 | 13 | 17.5 | 37000 | 9.5 | 22200 | 1 | HRCU-A-CB |  |  | 241 | 699 | Yes
5256328 | Discontinued | Systems | SMARTCOMFORT TXT+ R410A HP | TEMPSTAR | TCH936GKA* |  | EA*4X48*21A* | *8MX*1102120** | 35600 | 13 | 17.7 | 37000 | 9.5 | 22200 | 1 | HRCU-A-CB |  |  | 238 | 699 | Yes
5256589 | Discontinued | Systems | SMARTCOMFORT TXT+ R410A HP | TEMPSTAR | TCH936GKA* |  | EA*4X48*21A* | *9MV*0601714A** | 34400 | 12.5 | 17 | 36000 | 9.2 | 21600 | 1 | HRCU-A-CB |  |  | 240 | 721 | Yes
5256590 | Discontinued | Systems | SMARTCOMFORT TXT+ R410A HP | TEMPSTAR | TCH936GKA* |  | EA*4X48*21A* | *9MV*0801716A** | 34400 | 12.7 | 17.2 | 36000 | 9.5 | 21400 | 1 | HRCU-A-CB |  |  | 237 | 699 | Yes
5256628 | Discontinued | Systems | SMARTCOMFORT TXT+ R410A HP | TEMPSTAR | TCH936GKA* |  | EA*4X48*21A* | *9MV*0802120A** | 34600 | 13.2 | 17.7 | 35800 | 9 | 22800 | 1 | HRCU-A-CB |  |  | 231 | 737 | Yes
5256629 | Discontinued | Systems | SMARTCOMFORT TXT+ R410A HP | TEMPSTAR | TCH936GKA* |  | EA*4X48*21A* | *9MV*1002120A** | 34600 | 13.2 | 17.7 | 35800 | 9 | 22800 | 1 | HRCU-A-CB |  |  | 231 | 737 | Yes
5256554 | Discontinued | Systems | SMARTCOMFORT TXT+ R410A HP | TEMPSTAR | TCH936GKA* |  | EA*4X48*21A* | *9MX*0601714A** | 34600 | 12.5 | 17.5 | 36600 | 9 | 22000 | 1 | HRCU-A-CB |  |  | 234 | 737 | Yes
5256555 | Discontinued | Systems | SMARTCOMFORT TXT+ R410A HP | TEMPSTAR | TCH936GKA* |  | EA*4X48*21A* | *9MX*0801716A** | 34600 | 12.7 | 17 | 36400 | 9.5 | 21800 | 1 | HRCU-A-CB |  |  | 241 | 699 | Yes
5428267 | Discontinued | Systems | SMARTCOMFORT TXT+ R410A HP | TEMPSTAR | TCH936GKA* |  | EA*4X48*21A* | MV12**17C* | 35000 | 13.2 | 18 | 36000 | 9 | 21600 | 1 | HRCU-A-CB |  |  | 230 | 737 | Yes
5428268 | Discontinued | Systems | SMARTCOMFORT TXT+ R410A HP | TEMPSTAR | TCH936GKA* |  | EA*4X48*21A* | MV16**21C* | 35000 | 13.2 | 18.2 | 36000 | 9 | 21600 | 1 | HRCU-A-CB |  |  | 228 | 737 | Yes
5428308 | Discontinued | Systems | SMARTCOMFORT TXT+ R410A HP | TEMPSTAR | TCH936GKA* |  | EA*4X48*21A* | NOMV106D12* | 34400 | 12.7 | 17.2 | 36000 | 8.5 | 21600 | 1 | HRCU-A-CB |  |  | 237 | 781 | Yes
5428309 | Discontinued | Systems | SMARTCOMFORT TXT+ R410A HP | TEMPSTAR | TCH936GKA* |  | EA*4X48*21A* | NOMV156E19* | 34600 | 13 | 17.2 | 36000 | 8.8 | 21600 | 1 | HRCU-A-CB |  |  | 238 | 754 | Yes
5690444 | Active | Systems | SMARTCOMFORT TXT+ R410A HP | TEMPSTAR | TCH936GKA* |  | EA*4X48*21A* | OLV098A12* | 34400 | 12.5 | 17.2 | 36400 | 9 | 21800 | 1 | HRCU-A-CB |  |  | 237 | 737 | Yes
5690438 | Active | Systems | SMARTCOMFORT TXT+ R410A HP | TEMPSTAR | TCH936GKA* |  | EA*4X48*21A* | OMV098J12* | 34600 | 12.5 | 17.5 | 36600 | 9 | 22000 | 1 | HRCU-A-CB |  |  | 234 | 737 | Yes
5256380 | Discontinued | Systems | SMARTCOMFORT TXT+ R410A HP | TEMPSTAR | TCH936GKA* |  | EA*4X48*21A* | OMV112K14A | 35200 | 12.5 | 17.5 | 37000 | 9.5 | 22400 | 1 | HRCU-A-CB |  |  | 238 | 699 | Yes
5256447 | Discontinued | Systems | SMARTCOMFORT TXT+ R410A HP | TEMPSTAR | TCH936GKA* |  | EA*4X48*21A*+WALLCON | *8MV*0901716** | 35200 | 13 | 18 | 36600 | 9.5 | 21800 | 1 | HRCU-A-CB |  |  | 232 | 699 | Yes
5256448 | Discontinued | Systems | SMARTCOMFORT TXT+ R410A HP | TEMPSTAR | TCH936GKA* |  | EA*4X48*21A*+WALLCON | *8MV*1102120** | 35200 | 13 | 18 | 36600 | 9.5 | 21800 | 1 | HRCU-A-CB |  |  | 232 | 699 | Yes
5256512 | Discontinued | Systems | SMARTCOMFORT TXT+ R410A HP | TEMPSTAR | TCH936GKA* |  | EA*4X48*21A*+WALLCON | *9MA*0801714A** | 35000 | 12.5 | 17.5 | 37400 | 9.5 | 22600 | 1 | HRCU-A-CB |  |  | 237 | 699 | Yes
5256329 | Discontinued | Systems | SMARTCOMFORT TXT+ R410A HP | TEMPSTAR | TCH936GKA* |  | EA*4X48*24A* | *8MX*0902116** | 35600 | 13 | 17.7 | 37000 | 9.5 | 22200 | 1 | HRCU-A-CB |  |  | 238 | 699 | Yes
5256330 | Discontinued | Systems | SMARTCOMFORT TXT+ R410A HP | TEMPSTAR | TCH936GKA* |  | EA*4X48*24A* | *8MX*1102120** | 35800 | 13 | 17.7 | 37000 | 9.5 | 22200 | 1 | HRCU-A-CB |  |  | 239 | 699 | Yes
5256630 | Discontinued | Systems | SMARTCOMFORT TXT+ R410A HP | TEMPSTAR | TCH936GKA* |  | EA*4X48*24A* | *9MV*0802120A** | 34600 | 13.5 | 17.7 | 36000 | 9 | 22800 | 1 | HRCU-A-CB |  |  | 231 | 737 | Yes
5256631 | Discontinued | Systems | SMARTCOMFORT TXT+ R410A HP | TEMPSTAR | TCH936GKA* |  | EA*4X48*24A* | *9MV*1002120A** | 34600 | 13.5 | 17.7 | 35800 | 9 | 22800 | 1 | HRCU-A-CB |  |  | 231 | 737 | Yes
5256591 | Discontinued | Systems | SMARTCOMFORT TXT+ R410A HP | TEMPSTAR | TCH936GKA* |  | EA*4X48*24A* | *9MV*1202422A** | 34600 | 13 | 17.7 | 35800 | 9.5 | 21200 | 1 | HRCU-A-CB |  |  | 231 | 699 | Yes
5428269 | Discontinued | Systems | SMARTCOMFORT TXT+ R410A HP | TEMPSTAR | TCH936GKA* |  | EA*4X48*24A* | MV16**21C* | 35000 | 13.2 | 18.2 | 36000 | 9 | 21600 | 1 | HRCU-A-CB |  |  | 228 | 737 | Yes
5428270 | Discontinued | Systems | SMARTCOMFORT TXT+ R410A HP | TEMPSTAR | TCH936GKA* |  | EA*4X48*24A* | MV20**24C* | 34800 | 13.2 | 18.2 | 36000 | 9 | 21400 | 1 | HRCU-A-CB |  |  | 226 | 737 | Yes
5428310 | Discontinued | Systems | SMARTCOMFORT TXT+ R410A HP | TEMPSTAR | TCH936GKA* |  | EA*4X48*24A* | NOMV156E19* | 34600 | 13 | 17.2 | 36000 | 8.8 | 21600 | 1 | HRCU-A-CB |  |  | 238 | 754 | Yes
5256449 | Discontinued | Systems | SMARTCOMFORT TXT+ R410A HP | TEMPSTAR | TCH936GKA* |  | EA*4X48*24A*+WALLCON | *8MV*1102120** | 35400 | 13 | 18.2 | 36600 | 9.5 | 21800 | 1 | HRCU-A-CB |  |  | 230 | 699 | Yes
5256450 | Discontinued | Systems | SMARTCOMFORT TXT+ R410A HP | TEMPSTAR | TCH936GKA* |  | EA*4X48*24A*+WALLCON | *8MV*1352422** | 35400 | 13.2 | 18.2 | 36400 | 9.5 | 21800 | 1 | HRCU-A-CB |  |  | 230 | 699 | Yes
5256513 | Discontinued | Systems | SMARTCOMFORT TXT+ R410A HP | TEMPSTAR | TCH936GKA* |  | EA*4X48*24A*+WALLCON | *9MA*1202422A** | 35200 | 13 | 18 | 37000 | 9.5 | 22200 | 1 | HRCU-A-CB |  |  | 232 | 699 | Yes
5256593 | Discontinued | Systems | SMARTCOMFORT TXT+ R410A HP | TEMPSTAR | TCH936GKA* |  | ED*4X36F** | *9MV*0801716A** | 33800 | 12.5 | 16.7 | 35600 | 9 | 21200 | 1 | HRCU-A-CB |  |  | 240 | 737 | Yes
5256557 | Discontinued | Systems | SMARTCOMFORT TXT+ R410A HP | TEMPSTAR | TCH936GKA* |  | ED*4X36F** | *9MX*0801716A** | 33800 | 12.5 | 16.7 | 36000 | 9.2 | 21600 | 1 | HRCU-A-CB |  |  | 240 | 721 | Yes
5256451 | Discontinued | Systems | SMARTCOMFORT TXT+ R410A HP | TEMPSTAR | TCH936GKA* |  | ED*4X36F**+WALLCON | *8MV*0901716** | 34400 | 12.7 | 17.5 | 36000 | 9.5 | 21600 | 1 | HRCU-A-CB |  |  | 233 | 699 | Yes
5256332 | Discontinued | Systems | SMARTCOMFORT TXT+ R410A HP | TEMPSTAR | TCH936GKA* |  | ED*4X48J** | *8MX*0902116** | 35600 | 13 | 17.5 | 36800 | 9.5 | 22200 | 1 | HRCU-A-CB |  |  | 241 | 699 | Yes
5256333 | Discontinued | Systems | SMARTCOMFORT TXT+ R410A HP | TEMPSTAR | TCH936GKA* |  | ED*4X48J** | *8MX*1102120** | 35600 | 13 | 17.7 | 36800 | 9.7 | 22200 | 1 | HRCU-A-CB |  |  | 238 | 684 | Yes
5256452 | Discontinued | Systems | SMARTCOMFORT TXT+ R410A HP | TEMPSTAR | TCH936GKA* |  | ED*4X48J**+WALLCON | *8MV*1102120** | 35200 | 13 | 18 | 36400 | 9.5 | 21800 | 1 | HRCU-A-CB |  |  | 232 | 699 | Yes
5256516 | Discontinued | Systems | SMARTCOMFORT TXT+ R410A HP | TEMPSTAR | TCH936GKA* |  | ED*4X48J**+WALLCON | *9MA*1202422A** | 35200 | 13 | 17.7 | 37000 | 9.5 | 22200 | 1 | HRCU-A-CB |  |  | 235 | 699 | Yes
5256499 | Discontinued | Systems | SMARTCOMFORT TXT+ R410A HP | TEMPSTAR | TCH936GKA* |  | EHD4X36A** | *8MX*0701716** | 34600 | 12.5 | 17 | 36400 | 9.2 | 22000 | 1 | HRCU-A-CB |  |  | 241 | 721 | Yes
5256355 | Discontinued | Systems | SMARTCOMFORT TXT+ R410A HP | TEMPSTAR | TCH936GKA* |  | EHD4X36A** | *8MX*0902116** | 35400 | 13 | 17.5 | 36800 | 9.5 | 22200 | 1 | HRCU-A-CB |  |  | 240 | 699 | Yes
5256356 | Discontinued | Systems | SMARTCOMFORT TXT+ R410A HP | TEMPSTAR | TCH936GKA* |  | EHD4X36A** | *8MX*1102120** | 35400 | 13 | 17.5 | 36800 | 9.5 | 22000 | 1 | HRCU-A-CB |  |  | 240 | 699 | Yes
5256613 | Discontinued | Systems | SMARTCOMFORT TXT+ R410A HP | TEMPSTAR | TCH936GKA* |  | EHD4X36A** | *9MV*0601714A** | 34200 | 12.5 | 17 | 36000 | 9.2 | 21400 | 1 | HRCU-A-CB |  |  | 238 | 721 | Yes
5256614 | Discontinued | Systems | SMARTCOMFORT TXT+ R410A HP | TEMPSTAR | TCH936GKA* |  | EHD4X36A** | *9MV*0801716A** | 34400 | 12.7 | 17.2 | 35800 | 9.2 | 21400 | 1 | HRCU-A-CB |  |  | 237 | 721 | Yes
5256644 | Discontinued | Systems | SMARTCOMFORT TXT+ R410A HP | TEMPSTAR | TCH936GKA* |  | EHD4X36A** | *9MV*0802120A** | 34400 | 13.2 | 17.5 | 35800 | 9 | 22800 | 1 | HRCU-A-CB |  |  | 233 | 737 | Yes
5256645 | Discontinued | Systems | SMARTCOMFORT TXT+ R410A HP | TEMPSTAR | TCH936GKA* |  | EHD4X36A** | *9MV*1002120A** | 34400 | 13.2 | 17.5 | 35600 | 9 | 22600 | 1 | HRCU-A-CB |  |  | 233 | 737 | Yes
5256615 | Discontinued | Systems | SMARTCOMFORT TXT+ R410A HP | TEMPSTAR | TCH936GKA* |  | EHD4X36A** | *9MV*1202422A** | 34400 | 13 | 17.5 | 35600 | 9.5 | 21200 | 1 | HRCU-A-CB |  |  | 233 | 699 | Yes
5256574 | Discontinued | Systems | SMARTCOMFORT TXT+ R410A HP | TEMPSTAR | TCH936GKA* |  | EHD4X36A** | *9MX*0601714A** | 34600 | 12.5 | 17.2 | 36400 | 9 | 22000 | 1 | HRCU-A-CB |  |  | 238 | 737 | Yes
5256575 | Discontinued | Systems | SMARTCOMFORT TXT+ R410A HP | TEMPSTAR | TCH936GKA* |  | EHD4X36A** | *9MX*0801716A** | 34600 | 12.5 | 17 | 36400 | 9 | 21800 | 1 | HRCU-A-CB |  |  | 241 | 737 | Yes
5428289 | Discontinued | Systems | SMARTCOMFORT TXT+ R410A HP | TEMPSTAR | TCH936GKA* |  | EHD4X36A** | MV08**14C* | 34800 | 13 | 17.7 | 36000 | 9 | 21600 | 1 | HRCU-A-CB |  |  | 233 | 737 | Yes
5428290 | Discontinued | Systems | SMARTCOMFORT TXT+ R410A HP | TEMPSTAR | TCH936GKA* |  | EHD4X36A** | MV12**17C* | 35000 | 13 | 18 | 36000 | 9 | 21600 | 1 | HRCU-A-CB |  |  | 230 | 737 | Yes
5428291 | Discontinued | Systems | SMARTCOMFORT TXT+ R410A HP | TEMPSTAR | TCH936GKA* |  | EHD4X36A** | MV16**21C* | 35000 | 13.2 | 18.2 | 36000 | 9 | 21600 | 1 | HRCU-A-CB |  |  | 228 | 737 | Yes
5428292 | Discontinued | Systems | SMARTCOMFORT TXT+ R410A HP | TEMPSTAR | TCH936GKA* |  | EHD4X36A** | MV20**24C* | 34800 | 13.2 | 18.2 | 36000 | 9 | 21400 | 1 | HRCU-A-CB |  |  | 226 | 737 | Yes
5428325 | Discontinued | Systems | SMARTCOMFORT TXT+ R410A HP | TEMPSTAR | TCH936GKA* |  | EHD4X36A** | NOMV106D12* | 34400 | 12.7 | 17 | 36000 | 8.5 | 21600 | 1 | HRCU-A-CB |  |  | 240 | 781 | Yes
5428326 | Discontinued | Systems | SMARTCOMFORT TXT+ R410A HP | TEMPSTAR | TCH936GKA* |  | EHD4X36A** | NOMV156E19* | 34600 | 12.7 | 17 | 36000 | 8.5 | 21600 | 1 | HRCU-A-CB |  |  | 241 | 781 | Yes
5690587 | Active | Systems | SMARTCOMFORT TXT+ R410A HP | TEMPSTAR | TCH936GKA* |  | EHD4X36A** | OLV098A12* | 34400 | 12.5 | 17 | 36400 | 8.5 | 21800 | 1 | HRCU-A-CB |  |  | 240 | 781 | Yes
5256424 | Discontinued | Systems | SMARTCOMFORT TXT+ R410A HP | TEMPSTAR | TCH936GKA* |  | EHD4X36A** | OLV154F20A | 35600 | 13 | 17.7 | 37000 | 9.5 | 22200 | 1 | HRCU-A-CB |  |  | 238 | 699 | Yes
5690577 | Active | Systems | SMARTCOMFORT TXT+ R410A HP | TEMPSTAR | TCH936GKA* |  | EHD4X36A** | OMV098J12* | 34600 | 12.5 | 17.5 | 36600 | 9 | 22000 | 1 | HRCU-A-CB |  |  | 234 | 737 | Yes
5256422 | Discontinued | Systems | SMARTCOMFORT TXT+ R410A HP | TEMPSTAR | TCH936GKA* |  | EHD4X36A** | OMV112K14A | 35200 | 12.5 | 17.2 | 37000 | 9.5 | 22600 | 1 | HRCU-A-CB |  |  | 242 | 699 | Yes
5256477 | Discontinued | Systems | SMARTCOMFORT TXT+ R410A HP | TEMPSTAR | TCH936GKA* |  | EHD4X36A**+WALLCON | *8MV*0701412** | 35000 | 12.5 | 17.7 | 36800 | 9 | 22200 | 1 | HRCU-A-CB |  |  | 234 | 737 | Yes
5256478 | Discontinued | Systems | SMARTCOMFORT TXT+ R410A HP | TEMPSTAR | TCH936GKA* |  | EHD4X36A**+WALLCON | *8MV*0901716** | 35200 | 13 | 18 | 36600 | 9.5 | 21800 | 1 | HRCU-A-CB |  |  | 232 | 699 | Yes
5256479 | Discontinued | Systems | SMARTCOMFORT TXT+ R410A HP | TEMPSTAR | TCH936GKA* |  | EHD4X36A**+WALLCON | *8MV*1102120** | 35200 | 13 | 18 | 36600 | 9.5 | 21800 | 1 | HRCU-A-CB |  |  | 232 | 699 | Yes
5256480 | Discontinued | Systems | SMARTCOMFORT TXT+ R410A HP | TEMPSTAR | TCH936GKA* |  | EHD4X36A**+WALLCON | *8MV*1352422** | 35400 | 13 | 18 | 36400 | 9.5 | 21800 | 1 | HRCU-A-CB |  |  | 233 | 699 | Yes
5256708 | Discontinued | Systems | SMARTCOMFORT TXT+ R410A HP | TEMPSTAR | TCH936GKA* |  | EHD4X36A**+WALLCON | *9MA*0602120A** | 35000 | 12.5 | 17.2 | 37000 | 9 | 22400 | 1 | HRCU-A-CB |  |  | 241 | 737 | Yes
5256538 | Discontinued | Systems | SMARTCOMFORT TXT+ R410A HP | TEMPSTAR | TCH936GKA* |  | EHD4X36A**+WALLCON | *9MA*0801714A** | 35000 | 12.5 | 17.2 | 37200 | 9 | 22600 | 1 | HRCU-A-CB |  |  | 241 | 737 | Yes
5256709 | Discontinued | Systems | SMARTCOMFORT TXT+ R410A HP | TEMPSTAR | TCH936GKA* |  | EHD4X36A**+WALLCON | *9MA*0802120A** | 35200 | 13 | 17.7 | 37000 | 9.5 | 22200 | 1 | HRCU-A-CB |  |  | 235 | 699 | Yes
5256710 | Discontinued | Systems | SMARTCOMFORT TXT+ R410A HP | TEMPSTAR | TCH936GKA* |  | EHD4X36A**+WALLCON | *9MA*1002122A** | 35200 | 13 | 17.7 | 37000 | 9.5 | 22200 | 1 | HRCU-A-CB |  |  | 235 | 699 | Yes
5256539 | Discontinued | Systems | SMARTCOMFORT TXT+ R410A HP | TEMPSTAR | TCH936GKA* |  | EHD4X36A**+WALLCON | *9MA*1202422A** | 35200 | 13 | 17.7 | 37000 | 9.5 | 22200 | 1 | HRCU-A-CB |  |  | 235 | 699 | Yes
5256500 | Discontinued | Systems | SMARTCOMFORT TXT+ R410A HP | TEMPSTAR | TCH936GKA* |  | EHD4X42A** | *8MX*0701716** | 35000 | 12.5 | 17.2 | 36600 | 9 | 22000 | 1 | HRCU-A-CB |  |  | 241 | 737 | Yes
5256358 | Discontinued | Systems | SMARTCOMFORT TXT+ R410A HP | TEMPSTAR | TCH936GKA* |  | EHD4X42A** | *8MX*0902116** | 35800 | 13 | 17.7 | 37000 | 9.5 | 22200 | 1 | HRCU-A-CB |  |  | 239 | 699 | Yes
5256359 | Discontinued | Systems | SMARTCOMFORT TXT+ R410A HP | TEMPSTAR | TCH936GKA* |  | EHD4X42A** | *8MX*1102120** | 35800 | 13 | 17.7 | 37000 | 9.5 | 22200 | 1 | HRCU-A-CB |  |  | 239 | 699 | Yes
5256616 | Discontinued | Systems | SMARTCOMFORT TXT+ R410A HP | TEMPSTAR | TCH936GKA* |  | EHD4X42A** | *9MV*0601714A** | 34600 | 12.5 | 17 | 36000 | 9.2 | 21600 | 1 | HRCU-A-CB |  |  | 241 | 721 | Yes
5256617 | Discontinued | Systems | SMARTCOMFORT TXT+ R410A HP | TEMPSTAR | TCH936GKA* |  | EHD4X42A** | *9MV*0801716A** | 34800 | 12.7 | 17.2 | 36000 | 9.5 | 21400 | 1 | HRCU-A-CB |  |  | 240 | 699 | Yes
5256646 | Discontinued | Systems | SMARTCOMFORT TXT+ R410A HP | TEMPSTAR | TCH936GKA* |  | EHD4X42A** | *9MV*0802120A** | 34800 | 13.5 | 17.7 | 35800 | 9 | 22800 | 1 | HRCU-A-CB |  |  | 233 | 737 | Yes
5256647 | Discontinued | Systems | SMARTCOMFORT TXT+ R410A HP | TEMPSTAR | TCH936GKA* |  | EHD4X42A** | *9MV*1002120A** | 34600 | 13.5 | 17.7 | 35800 | 9 | 22800 | 1 | HRCU-A-CB |  |  | 231 | 737 | Yes
5256618 | Discontinued | Systems | SMARTCOMFORT TXT+ R410A HP | TEMPSTAR | TCH936GKA* |  | EHD4X42A** | *9MV*1202422A** | 34600 | 13 | 17.7 | 35800 | 9.5 | 21200 | 1 | HRCU-A-CB |  |  | 231 | 699 | Yes
5256576 | Discontinued | Systems | SMARTCOMFORT TXT+ R410A HP | TEMPSTAR | TCH936GKA* |  | EHD4X42A** | *9MX*0601714A** | 34800 | 12.5 | 17.5 | 36600 | 9 | 22000 | 1 | HRCU-A-CB |  |  | 235 | 737 | Yes
5256577 | Discontinued | Systems | SMARTCOMFORT TXT+ R410A HP | TEMPSTAR | TCH936GKA* |  | EHD4X42A** | *9MX*0801716A** | 34800 | 12.7 | 17.2 | 36400 | 9.5 | 21800 | 1 | HRCU-A-CB |  |  | 240 | 699 | Yes
5428293 | Discontinued | Systems | SMARTCOMFORT TXT+ R410A HP | TEMPSTAR | TCH936GKA* |  | EHD4X42A** | MV08**14C* | 35000 | 13 | 18 | 36000 | 9 | 21600 | 1 | HRCU-A-CB |  |  | 230 | 737 | Yes
5428294 | Discontinued | Systems | SMARTCOMFORT TXT+ R410A HP | TEMPSTAR | TCH936GKA* |  | EHD4X42A** | MV12**17C* | 35200 | 13.2 | 18.2 | 36000 | 9 | 21600 | 1 | HRCU-A-CB |  |  | 229 | 737 | Yes
5428295 | Discontinued | Systems | SMARTCOMFORT TXT+ R410A HP | TEMPSTAR | TCH936GKA* |  | EHD4X42A** | MV16**21C* | 35200 | 13.2 | 18.2 | 36000 | 9 | 21600 | 1 | HRCU-A-CB |  |  | 229 | 737 | Yes
5428296 | Discontinued | Systems | SMARTCOMFORT TXT+ R410A HP | TEMPSTAR | TCH936GKA* |  | EHD4X42A** | MV20**24C* | 35000 | 13.2 | 18.2 | 36000 | 9 | 21400 | 1 | HRCU-A-CB |  |  | 228 | 737 | Yes
5428327 | Discontinued | Systems | SMARTCOMFORT TXT+ R410A HP | TEMPSTAR | TCH936GKA* |  | EHD4X42A** | NOMV106D12* | 34600 | 12.7 | 17.2 | 36000 | 8.5 | 21600 | 1 | HRCU-A-CB |  |  | 238 | 781 | Yes
5428328 | Discontinued | Systems | SMARTCOMFORT TXT+ R410A HP | TEMPSTAR | TCH936GKA* |  | EHD4X42A** | NOMV156E19* | 34800 | 13 | 17.2 | 36000 | 8.5 | 21600 | 1 | HRCU-A-CB |  |  | 240 | 781 | Yes
5690599 | Active | Systems | SMARTCOMFORT TXT+ R410A HP | TEMPSTAR | TCH936GKA* |  | EHD4X42A** | OLV098A12* | 34600 | 12.5 | 17.2 | 36400 | 9 | 22000 | 1 | HRCU-A-CB |  |  | 238 | 737 | Yes
5256429 | Discontinued | Systems | SMARTCOMFORT TXT+ R410A HP | TEMPSTAR | TCH936GKA* |  | EHD4X42A** | OLV154F20A | 36000 | 13 | 18 | 37000 | 9.5 | 22200 | 1 | HRCU-A-CB |  |  | 237 | 699 | Yes
5690597 | Active | Systems | SMARTCOMFORT TXT+ R410A HP | TEMPSTAR | TCH936GKA* |  | EHD4X42A** | OMV098J12* | 34800 | 12.5 | 17.5 | 36600 | 9 | 22000 | 1 | HRCU-A-CB |  |  | 235 | 737 | Yes
5256427 | Discontinued | Systems | SMARTCOMFORT TXT+ R410A HP | TEMPSTAR | TCH936GKA* |  | EHD4X42A** | OMV112K14A | 35400 | 12.5 | 17.5 | 37000 | 9.5 | 22600 | 1 | HRCU-A-CB |  |  | 240 | 699 | Yes
5256481 | Discontinued | Systems | SMARTCOMFORT TXT+ R410A HP | TEMPSTAR | TCH936GKA* |  | EHD4X42A**+WALLCON | *8MV*0701412** | 35200 | 12.7 | 17.7 | 36800 | 9.5 | 22200 | 1 | HRCU-A-CB |  |  | 235 | 699 | Yes
5256482 | Discontinued | Systems | SMARTCOMFORT TXT+ R410A HP | TEMPSTAR | TCH936GKA* |  | EHD4X42A**+WALLCON | *8MV*0901716** | 35400 | 13 | 18.2 | 36600 | 9.5 | 22000 | 1 | HRCU-A-CB |  |  | 230 | 699 | Yes
5256483 | Discontinued | Systems | SMARTCOMFORT TXT+ R410A HP | TEMPSTAR | TCH936GKA* |  | EHD4X42A**+WALLCON | *8MV*1102120** | 35400 | 13 | 18 | 36600 | 9.5 | 21800 | 1 | HRCU-A-CB |  |  | 233 | 699 | Yes
5256484 | Discontinued | Systems | SMARTCOMFORT TXT+ R410A HP | TEMPSTAR | TCH936GKA* |  | EHD4X42A**+WALLCON | *8MV*1352422** | 35600 | 13.2 | 18.2 | 36600 | 9.5 | 21800 | 1 | HRCU-A-CB |  |  | 232 | 699 | Yes
5256541 | Discontinued | Systems | SMARTCOMFORT TXT+ R410A HP | TEMPSTAR | TCH936GKA* |  | EHD4X42A**+WALLCON | *9MA*0801714A** | 35200 | 12.5 | 17.5 | 37400 | 9.5 | 22600 | 1 | HRCU-A-CB |  |  | 238 | 699 | Yes
5256542 | Discontinued | Systems | SMARTCOMFORT TXT+ R410A HP | TEMPSTAR | TCH936GKA* |  | EHD4X42A**+WALLCON | *9MA*1202422A** | 35400 | 13 | 17.7 | 37200 | 9.5 | 22200 | 1 | HRCU-A-CB |  |  | 237 | 699 | Yes
5256360 | Discontinued | Systems | SMARTCOMFORT TXT+ R410A HP | TEMPSTAR | TCH936GKA* |  | EHD4X48A** | *8MX*0451408** | 35000 | 12.5 | 17.5 | 37000 | 9 | 22400 | 1 | HRCU-A-CB |  |  | 237 | 737 | Yes
5256501 | Discontinued | Systems | SMARTCOMFORT TXT+ R410A HP | TEMPSTAR | TCH936GKA* |  | EHD4X48A** | *8MX*0701716** | 35000 | 12.7 | 17.2 | 36600 | 9 | 22000 | 1 | HRCU-A-CB |  |  | 241 | 737 | Yes
5256361 | Discontinued | Systems | SMARTCOMFORT TXT+ R410A HP | TEMPSTAR | TCH936GKA* |  | EHD4X48A** | *8MX*0902116** | 35800 | 13 | 17.7 | 37000 | 9.5 | 22200 | 1 | HRCU-A-CB |  |  | 239 | 699 | Yes
5256362 | Discontinued | Systems | SMARTCOMFORT TXT+ R410A HP | TEMPSTAR | TCH936GKA* |  | EHD4X48A** | *8MX*1102120** | 36000 | 13 | 17.7 | 37000 | 9.5 | 22200 | 1 | HRCU-A-CB |  |  | 241 | 699 | Yes
5256619 | Discontinued | Systems | SMARTCOMFORT TXT+ R410A HP | TEMPSTAR | TCH936GKA* |  | EHD4X48A** | *9MV*0601714A** | 34600 | 12.5 | 17.2 | 36000 | 9.2 | 21600 | 1 | HRCU-A-CB |  |  | 238 | 721 | Yes
5256620 | Discontinued | Systems | SMARTCOMFORT TXT+ R410A HP | TEMPSTAR | TCH936GKA* |  | EHD4X48A** | *9MV*0801716A** | 34800 | 13 | 17.5 | 36000 | 9.5 | 21600 | 1 | HRCU-A-CB |  |  | 235 | 699 | Yes
5256648 | Discontinued | Systems | SMARTCOMFORT TXT+ R410A HP | TEMPSTAR | TCH936GKA* |  | EHD4X48A** | *9MV*0802120A** | 34800 | 13.5 | 18 | 36000 | 9 | 22800 | 1 | HRCU-A-CB |  |  | 229 | 737 | Yes
5256649 | Discontinued | Systems | SMARTCOMFORT TXT+ R410A HP | TEMPSTAR | TCH936GKA* |  | EHD4X48A** | *9MV*1002120A** | 34800 | 13.5 | 17.7 | 35800 | 9 | 22800 | 1 | HRCU-A-CB |  |  | 233 | 737 | Yes
5256621 | Discontinued | Systems | SMARTCOMFORT TXT+ R410A HP | TEMPSTAR | TCH936GKA* |  | EHD4X48A** | *9MV*1202422A** | 34800 | 13 | 18 | 35800 | 9.5 | 21200 | 1 | HRCU-A-CB |  |  | 229 | 699 | Yes
5256578 | Discontinued | Systems | SMARTCOMFORT TXT+ R410A HP | TEMPSTAR | TCH936GKA* |  | EHD4X48A** | *9MX*0601714A** | 35000 | 12.7 | 17.5 | 36600 | 9 | 22000 | 1 | HRCU-A-CB |  |  | 237 | 737 | Yes
5256579 | Discontinued | Systems | SMARTCOMFORT TXT+ R410A HP | TEMPSTAR | TCH936GKA* |  | EHD4X48A** | *9MX*0801716A** | 35000 | 12.7 | 17.2 | 36600 | 9 | 22000 | 1 | HRCU-A-CB |  |  | 241 | 737 | Yes
5428297 | Discontinued | Systems | SMARTCOMFORT TXT+ R410A HP | TEMPSTAR | TCH936GKA* |  | EHD4X48A** | MV08**14C* | 35000 | 13 | 18 | 36000 | 9 | 21600 | 1 | HRCU-A-CB |  |  | 230 | 737 | Yes
5428298 | Discontinued | Systems | SMARTCOMFORT TXT+ R410A HP | TEMPSTAR | TCH936GKA* |  | EHD4X48A** | MV12**17C* | 35400 | 13.2 | 18.2 | 36000 | 9 | 21800 | 1 | HRCU-A-CB |  |  | 230 | 737 | Yes
5428299 | Discontinued | Systems | SMARTCOMFORT TXT+ R410A HP | TEMPSTAR | TCH936GKA* |  | EHD4X48A** | MV16**21C* | 35400 | 13.2 | 18.2 | 36000 | 9 | 21600 | 1 | HRCU-A-CB |  |  | 230 | 737 | Yes
5428300 | Discontinued | Systems | SMARTCOMFORT TXT+ R410A HP | TEMPSTAR | TCH936GKA* |  | EHD4X48A** | MV20**24C* | 35200 | 13.2 | 18.2 | 36000 | 9 | 21600 | 1 | HRCU-A-CB |  |  | 229 | 737 | Yes
5428329 | Discontinued | Systems | SMARTCOMFORT TXT+ R410A HP | TEMPSTAR | TCH936GKA* |  | EHD4X48A** | NOMV106D12* | 34800 | 12.7 | 17.2 | 36000 | 8.5 | 21600 | 1 | HRCU-A-CB |  |  | 240 | 781 | Yes
5428330 | Discontinued | Systems | SMARTCOMFORT TXT+ R410A HP | TEMPSTAR | TCH936GKA* |  | EHD4X48A** | NOMV156E19* | 35000 | 13 | 17.2 | 36000 | 9 | 21600 | 1 | HRCU-A-CB |  |  | 241 | 737 | Yes
5690614 | Active | Systems | SMARTCOMFORT TXT+ R410A HP | TEMPSTAR | TCH936GKA* |  | EHD4X48A** | OLV098A12* | 34800 | 12.5 | 17.2 | 36600 | 9 | 22000 | 1 | HRCU-A-CB |  |  | 240 | 737 | Yes
5256434 | Discontinued | Systems | SMARTCOMFORT TXT+ R410A HP | TEMPSTAR | TCH936GKA* |  | EHD4X48A** | OLV154F20A | 36000 | 13 | 18 | 37000 | 9.5 | 22200 | 1 | HRCU-A-CB |  |  | 237 | 699 | Yes
5690609 | Active | Systems | SMARTCOMFORT TXT+ R410A HP | TEMPSTAR | TCH936GKA* |  | EHD4X48A** | OMV098J12* | 35000 | 12.5 | 17.7 | 36600 | 9 | 22000 | 1 | HRCU-A-CB |  |  | 234 | 737 | Yes
5256432 | Discontinued | Systems | SMARTCOMFORT TXT+ R410A HP | TEMPSTAR | TCH936GKA* |  | EHD4X48A** | OMV112K14A | 35600 | 12.5 | 17.5 | 37600 | 9.5 | 22600 | 1 | HRCU-A-CB |  |  | 241 | 798 | Yes
5256485 | Discontinued | Systems | SMARTCOMFORT TXT+ R410A HP | TEMPSTAR | TCH936GKA* |  | EHD4X48A**+WALLCON | *8MV*0701412** | 35400 | 12.7 | 18 | 37000 | 9.5 | 22200 | 1 | HRCU-A-CB |  |  | 233 | 699 | Yes
5256486 | Discontinued | Systems | SMARTCOMFORT TXT+ R410A HP | TEMPSTAR | TCH936GKA* |  | EHD4X48A**+WALLCON | *8MV*0901716** | 35600 | 13 | 18.2 | 36800 | 9.5 | 22000 | 1 | HRCU-A-CB |  |  | 232 | 699 | Yes
5256487 | Discontinued | Systems | SMARTCOMFORT TXT+ R410A HP | TEMPSTAR | TCH936GKA* |  | EHD4X48A**+WALLCON | *8MV*1102120** | 35600 | 13.2 | 18.2 | 36600 | 9.5 | 22000 | 1 | HRCU-A-CB |  |  | 232 | 699 | Yes
5256488 | Discontinued | Systems | SMARTCOMFORT TXT+ R410A HP | TEMPSTAR | TCH936GKA* |  | EHD4X48A**+WALLCON | *8MV*1352422** | 35800 | 13.2 | 18.5 | 36600 | 9.5 | 21800 | 1 | HRCU-A-CB |  |  | 229 | 699 | Yes
5256543 | Discontinued | Systems | SMARTCOMFORT TXT+ R410A HP | TEMPSTAR | TCH936GKA* |  | EHD4X48A**+WALLCON | *9MA*0601714A** | 35200 | 12.5 | 17.2 | 37200 | 9 | 22800 | 1 | HRCU-A-CB |  |  | 242 | 737 | Yes
5256544 | Discontinued | Systems | SMARTCOMFORT TXT+ R410A HP | TEMPSTAR | TCH936GKA* |  | EHD4X48A**+WALLCON | *9MA*0801714A** | 35400 | 12.5 | 17.5 | 37400 | 9.5 | 22600 | 1 | HRCU-A-CB |  |  | 240 | 699 | Yes
5256545 | Discontinued | Systems | SMARTCOMFORT TXT+ R410A HP | TEMPSTAR | TCH936GKA* |  | EHD4X48A**+WALLCON | *9MA*1202422A** | 35600 | 13 | 18 | 37200 | 9.5 | 22400 | 1 | HRCU-A-CB |  |  | 234 | 699 | Yes
5256335 | Discontinued | Systems | SMARTCOMFORT TXT+ R410A HP | TEMPSTAR | TCH936GKA* |  | EN(A,D)4X36*21** | *8MX*0902116** | 34400 | 12.5 | 17 | 36400 | 9 | 22000 | 1 | HRCU-A-CB |  |  | 240 | 737 | Yes
5256336 | Discontinued | Systems | SMARTCOMFORT TXT+ R410A HP | TEMPSTAR | TCH936GKA* |  | EN(A,D)4X36*21** | *8MX*1102120** | 34400 | 12.5 | 17 | 36600 | 9.5 | 21800 | 1 | HRCU-A-CB |  |  | 240 | 699 | Yes
5256597 | Discontinued | Systems | SMARTCOMFORT TXT+ R410A HP | TEMPSTAR | TCH936GKA* |  | EN(A,D)4X36*21** | *9MV*0801716A** | 33600 | 12.5 | 16.7 | 35400 | 9 | 21200 | 1 | HRCU-A-CB |  |  | 238 | 737 | Yes
5256632 | Discontinued | Systems | SMARTCOMFORT TXT+ R410A HP | TEMPSTAR | TCH936GKA* |  | EN(A,D)4X36*21** | *9MV*0802120A** | 33600 | 13 | 17.2 | 35400 | 9 | 22400 | 1 | HRCU-A-CB |  |  | 231 | 737 | Yes
5256633 | Discontinued | Systems | SMARTCOMFORT TXT+ R410A HP | TEMPSTAR | TCH936GKA* |  | EN(A,D)4X36*21** | *9MV*1002120A** | 33600 | 13 | 17 | 35200 | 9 | 22400 | 1 | HRCU-A-CB |  |  | 234 | 737 | Yes
5256561 | Discontinued | Systems | SMARTCOMFORT TXT+ R410A HP | TEMPSTAR | TCH936GKA* |  | EN(A,D)4X36*21** | *9MX*0801716A** | 33800 | 12.5 | 16.5 | 36000 | 9 | 21600 | 1 | HRCU-A-CB |  |  | 243 | 737 | Yes
5428273 | Discontinued | Systems | SMARTCOMFORT TXT+ R410A HP | TEMPSTAR | TCH936GKA* |  | EN(A,D)4X36*21** | MV12**17C* | 34000 | 12.7 | 17.5 | 36000 | 9 | 21400 | 1 | HRCU-A-CB |  |  | 230 | 737 | Yes
5428274 | Discontinued | Systems | SMARTCOMFORT TXT+ R410A HP | TEMPSTAR | TCH936GKA* |  | EN(A,D)4X36*21** | MV16**21C* | 34000 | 12.7 | 17.7 | 35800 | 9 | 21400 | 1 | HRCU-A-CB |  |  | 227 | 737 | Yes
5428313 | Discontinued | Systems | SMARTCOMFORT TXT+ R410A HP | TEMPSTAR | TCH936GKA* |  | EN(A,D)4X36*21** | NOMV156E19* | 33800 | 12.5 | 16.7 | 35800 | 8.5 | 21400 | 1 | HRCU-A-CB |  |  | 240 | 781 | Yes
5256455 | Discontinued | Systems | SMARTCOMFORT TXT+ R410A HP | TEMPSTAR | TCH936GKA* |  | EN(A,D)4X36*21**+WALLCON | *8MV*0901716** | 34400 | 12.5 | 17.5 | 36000 | 9 | 21800 | 1 | HRCU-A-CB |  |  | 233 | 737 | Yes
5256456 | Discontinued | Systems | SMARTCOMFORT TXT+ R410A HP | TEMPSTAR | TCH936GKA* |  | EN(A,D)4X36*21**+WALLCON | *8MV*1102120** | 34400 | 12.5 | 17.5 | 36000 | 9 | 21800 | 1 | HRCU-A-CB |  |  | 233 | 737 | Yes
5256706 | Discontinued | Systems | SMARTCOMFORT TXT+ R410A HP | TEMPSTAR | TCH936GKA* |  | EN(A,D)4X36*21**+WALLCON | *9MA*0802120A** | 34200 | 12.5 | 17.2 | 36600 | 9 | 22200 | 1 | HRCU-A-CB |  |  | 235 | 737 | Yes
5256707 | Discontinued | Systems | SMARTCOMFORT TXT+ R410A HP | TEMPSTAR | TCH936GKA* |  | EN(A,D)4X36*21**+WALLCON | *9MA*1002122A** | 34200 | 12.5 | 17.2 | 36600 | 9 | 22000 | 1 | HRCU-A-CB |  |  | 235 | 737 | Yes
5256342 | Discontinued | Systems | SMARTCOMFORT TXT+ R410A HP | TEMPSTAR | TCH936GKA* |  | EN(A,D)4X48*24** | *8MX*0902116** | 35800 | 13 | 17.7 | 37000 | 9.5 | 22200 | 1 | HRCU-A-CB |  |  | 239 | 699 | Yes
5256343 | Discontinued | Systems | SMARTCOMFORT TXT+ R410A HP | TEMPSTAR | TCH936GKA* |  | EN(A,D)4X48*24** | *8MX*1102120** | 35800 | 13 | 17.7 | 37000 | 9.5 | 22200 | 1 | HRCU-A-CB |  |  | 239 | 699 | Yes
5256638 | Discontinued | Systems | SMARTCOMFORT TXT+ R410A HP | TEMPSTAR | TCH936GKA* |  | EN(A,D)4X48*24** | *9MV*0802120A** | 34800 | 13.5 | 18 | 36000 | 9.5 | 22800 | 1 | HRCU-A-CB |  |  | 229 | 699 | Yes
5256639 | Discontinued | Systems | SMARTCOMFORT TXT+ R410A HP | TEMPSTAR | TCH936GKA* |  | EN(A,D)4X48*24** | *9MV*1002120A** | 34800 | 13.5 | 17.7 | 36000 | 9.5 | 22800 | 1 | HRCU-A-CB |  |  | 233 | 699 | Yes
5256604 | Discontinued | Systems | SMARTCOMFORT TXT+ R410A HP | TEMPSTAR | TCH936GKA* |  | EN(A,D)4X48*24** | *9MV*1202422A** | 34800 | 13 | 17.7 | 35800 | 9.5 | 21200 | 1 | HRCU-A-CB |  |  | 233 | 699 | Yes
5428281 | Discontinued | Systems | SMARTCOMFORT TXT+ R410A HP | TEMPSTAR | TCH936GKA* |  | EN(A,D)4X48*24** | MV16**21C* | 35200 | 13.2 | 18.2 | 36000 | 9 | 21600 | 1 | HRCU-A-CB |  |  | 229 | 737 | Yes
5428282 | Discontinued | Systems | SMARTCOMFORT TXT+ R410A HP | TEMPSTAR | TCH936GKA* |  | EN(A,D)4X48*24** | MV20**24C* | 35000 | 13.2 | 18.2 | 36000 | 9 | 21400 | 1 | HRCU-A-CB |  |  | 228 | 737 | Yes
5428319 | Discontinued | Systems | SMARTCOMFORT TXT+ R410A HP | TEMPSTAR | TCH936GKA* |  | EN(A,D)4X48*24** | NOMV156E19* | 34800 | 13 | 17.2 | 36000 | 9 | 21600 | 1 | HRCU-A-CB |  |  | 240 | 737 | Yes
5256404 | Discontinued | Systems | SMARTCOMFORT TXT+ R410A HP | TEMPSTAR | TCH936GKA* |  | EN(A,D)4X48*24** | OLV112A16A | 35600 | 12.5 | 17.2 | 37600 | 9.5 | 22800 | 1 | HRCU-A-CB |  |  | 245 | 798 | Yes
5256463 | Discontinued | Systems | SMARTCOMFORT TXT+ R410A HP | TEMPSTAR | TCH936GKA* |  | EN(A,D)4X48*24**+WALLCON | *8MV*1102120** | 35400 | 13.2 | 18.2 | 36600 | 9.5 | 21800 | 1 | HRCU-A-CB |  |  | 230 | 699 | Yes
5256464 | Discontinued | Systems | SMARTCOMFORT TXT+ R410A HP | TEMPSTAR | TCH936GKA* |  | EN(A,D)4X48*24**+WALLCON | *8MV*1352422** | 35400 | 13.2 | 18.2 | 36400 | 9.5 | 21800 | 1 | HRCU-A-CB |  |  | 230 | 699 | Yes
5256527 | Discontinued | Systems | SMARTCOMFORT TXT+ R410A HP | TEMPSTAR | TCH936GKA* |  | EN(A,D)4X48*24**+WALLCON | *9MA*1202422A** | 35400 | 13 | 18 | 37000 | 9.5 | 22200 | 1 | HRCU-A-CB |  |  | 233 | 699 | Yes
5256595 | Discontinued | Systems | SMARTCOMFORT TXT+ R410A HP | TEMPSTAR | TCH936GKA* |  | EN(A,D,W)4X36*17** | *9MV*0801716A** | 33600 | 12.5 | 16.7 | 35400 | 9 | 21200 | 1 | HRCU-A-CB |  |  | 238 | 737 | Yes
5256559 | Discontinued | Systems | SMARTCOMFORT TXT+ R410A HP | TEMPSTAR | TCH936GKA* |  | EN(A,D,W)4X36*17** | *9MX*0801716A** | 33600 | 12.5 | 16.5 | 36000 | 9 | 21600 | 1 | HRCU-A-CB |  |  | 241 | 737 | Yes
5428271 | Discontinued | Systems | SMARTCOMFORT TXT+ R410A HP | TEMPSTAR | TCH936GKA* |  | EN(A,D,W)4X36*17** | MV08**14C* | 33800 | 12.5 | 17.2 | 35800 | 9 | 21400 | 1 | HRCU-A-CB |  |  | 233 | 737 | Yes
5428272 | Discontinued | Systems | SMARTCOMFORT TXT+ R410A HP | TEMPSTAR | TCH936GKA* |  | EN(A,D,W)4X36*17** | MV12**17C* | 34000 | 12.7 | 17.5 | 36000 | 9 | 21600 | 1 | HRCU-A-CB |  |  | 230 | 737 | Yes
5256454 | Discontinued | Systems | SMARTCOMFORT TXT+ R410A HP | TEMPSTAR | TCH936GKA* |  | EN(A,D,W)4X36*17**+WALLCON | *8MV*0901716** | 34200 | 12.5 | 17.5 | 36000 | 9 | 21800 | 1 | HRCU-A-CB |  |  | 231 | 737 | Yes
5256495 | Discontinued | Systems | SMARTCOMFORT TXT+ R410A HP | TEMPSTAR | TCH936GKA* |  | EN(A,D,W)4X42*21** | *8MX*0701716** | 34200 | 12.5 | 16.7 | 36000 | 9 | 21800 | 1 | HRCU-A-CB |  |  | 242 | 737 | Yes
5256338 | Discontinued | Systems | SMARTCOMFORT TXT+ R410A HP | TEMPSTAR | TCH936GKA* |  | EN(A,D,W)4X42*21** | *8MX*0902116** | 35000 | 12.7 | 17.2 | 36600 | 9 | 22000 | 1 | HRCU-A-CB |  |  | 241 | 737 | Yes
5256339 | Discontinued | Systems | SMARTCOMFORT TXT+ R410A HP | TEMPSTAR | TCH936GKA* |  | EN(A,D,W)4X42*21** | *8MX*1102120** | 35000 | 12.7 | 17.2 | 36600 | 9.5 | 22000 | 1 | HRCU-A-CB |  |  | 241 | 699 | Yes
5256600 | Discontinued | Systems | SMARTCOMFORT TXT+ R410A HP | TEMPSTAR | TCH936GKA* |  | EN(A,D,W)4X42*21** | *9MV*0601714A** | 33800 | 12.5 | 16.7 | 35800 | 9 | 21400 | 1 | HRCU-A-CB |  |  | 240 | 737 | Yes
5256601 | Discontinued | Systems | SMARTCOMFORT TXT+ R410A HP | TEMPSTAR | TCH936GKA* |  | EN(A,D,W)4X42*21** | *9MV*0801716A** | 34000 | 12.5 | 17 | 35600 | 9.2 | 21400 | 1 | HRCU-A-CB |  |  | 237 | 721 | Yes
5256634 | Discontinued | Systems | SMARTCOMFORT TXT+ R410A HP | TEMPSTAR | TCH936GKA* |  | EN(A,D,W)4X42*21** | *9MV*0802120A** | 34000 | 13.2 | 17.5 | 35600 | 9 | 22600 | 1 | HRCU-A-CB |  |  | 230 | 737 | Yes
5256635 | Discontinued | Systems | SMARTCOMFORT TXT+ R410A HP | TEMPSTAR | TCH936GKA* |  | EN(A,D,W)4X42*21** | *9MV*1002120A** | 34000 | 13.2 | 17.2 | 35400 | 9 | 22600 | 1 | HRCU-A-CB |  |  | 234 | 737 | Yes
5256564 | Discontinued | Systems | SMARTCOMFORT TXT+ R410A HP | TEMPSTAR | TCH936GKA* |  | EN(A,D,W)4X42*21** | *9MX*0601714A** | 34200 | 12.5 | 17.2 | 36000 | 9 | 21800 | 1 | HRCU-A-CB |  |  | 235 | 737 | Yes
5256565 | Discontinued | Systems | SMARTCOMFORT TXT+ R410A HP | TEMPSTAR | TCH936GKA* |  | EN(A,D,W)4X42*21** | *9MX*0801716A** | 34200 | 12.5 | 16.7 | 36000 | 9 | 21600 | 1 | HRCU-A-CB |  |  | 242 | 737 | Yes
5428277 | Discontinued | Systems | SMARTCOMFORT TXT+ R410A HP | TEMPSTAR | TCH936GKA* |  | EN(A,D,W)4X42*21** | MV12**17C* | 34600 | 12.7 | 17.7 | 36000 | 9 | 21600 | 1 | HRCU-A-CB |  |  | 231 | 737 | Yes
5428278 | Discontinued | Systems | SMARTCOMFORT TXT+ R410A HP | TEMPSTAR | TCH936GKA* |  | EN(A,D,W)4X42*21** | MV16**21C* | 34600 | 13 | 17.7 | 36000 | 9 | 21400 | 1 | HRCU-A-CB |  |  | 231 | 737 | Yes
5428315 | Discontinued | Systems | SMARTCOMFORT TXT+ R410A HP | TEMPSTAR | TCH936GKA* |  | EN(A,D,W)4X42*21** | NOMV106D12* | 34000 | 12.5 | 17 | 36000 | 8.5 | 21400 | 1 | HRCU-A-CB |  |  | 237 | 781 | Yes
5428316 | Discontinued | Systems | SMARTCOMFORT TXT+ R410A HP | TEMPSTAR | TCH936GKA* |  | EN(A,D,W)4X42*21** | NOMV156E19* | 34200 | 12.7 | 17 | 36000 | 8.5 | 21400 | 1 | HRCU-A-CB |  |  | 238 | 781 | Yes
5256459 | Discontinued | Systems | SMARTCOMFORT TXT+ R410A HP | TEMPSTAR | TCH936GKA* |  | EN(A,D,W)4X42*21**+WALLCON | *8MV*0901716** | 34800 | 13 | 17.7 | 36400 | 9.5 | 21800 | 1 | HRCU-A-CB |  |  | 233 | 699 | Yes
5256460 | Discontinued | Systems | SMARTCOMFORT TXT+ R410A HP | TEMPSTAR | TCH936GKA* |  | EN(A,D,W)4X42*21**+WALLCON | *8MV*1102120** | 34800 | 13 | 17.7 | 36400 | 9.5 | 21800 | 1 | HRCU-A-CB |  |  | 233 | 699 | Yes
5256496 | Discontinued | Systems | SMARTCOMFORT TXT+ R410A HP | TEMPSTAR | TCH936GKA* |  | EN(A,D,W)4X48*21** | *8MX*0701716** | 35000 | 12.7 | 17.2 | 36600 | 9 | 22000 | 1 | HRCU-A-CB |  |  | 241 | 737 | Yes
5256340 | Discontinued | Systems | SMARTCOMFORT TXT+ R410A HP | TEMPSTAR | TCH936GKA* |  | EN(A,D,W)4X48*21** | *8MX*0902116** | 35800 | 13 | 17.7 | 37000 | 9.5 | 22200 | 1 | HRCU-A-CB |  |  | 239 | 699 | Yes
5256341 | Discontinued | Systems | SMARTCOMFORT TXT+ R410A HP | TEMPSTAR | TCH936GKA* |  | EN(A,D,W)4X48*21** | *8MX*1102120** | 35800 | 13 | 17.7 | 37000 | 9.5 | 22200 | 1 | HRCU-A-CB |  |  | 239 | 699 | Yes
5256602 | Discontinued | Systems | SMARTCOMFORT TXT+ R410A HP | TEMPSTAR | TCH936GKA* |  | EN(A,D,W)4X48*21** | *9MV*0601714A** | 34600 | 12.5 | 17 | 36000 | 9.5 | 21600 | 1 | HRCU-A-CB |  |  | 241 | 699 | Yes
5256603 | Discontinued | Systems | SMARTCOMFORT TXT+ R410A HP | TEMPSTAR | TCH936GKA* |  | EN(A,D,W)4X48*21** | *9MV*0801716A** | 34600 | 12.7 | 17.2 | 36000 | 9.5 | 21400 | 1 | HRCU-A-CB |  |  | 238 | 699 | Yes
5256636 | Discontinued | Systems | SMARTCOMFORT TXT+ R410A HP | TEMPSTAR | TCH936GKA* |  | EN(A,D,W)4X48*21** | *9MV*0802120A** | 34800 | 13.5 | 18 | 36000 | 9.5 | 22800 | 1 | HRCU-A-CB |  |  | 229 | 699 | Yes
5256637 | Discontinued | Systems | SMARTCOMFORT TXT+ R410A HP | TEMPSTAR | TCH936GKA* |  | EN(A,D,W)4X48*21** | *9MV*1002120A** | 34800 | 13.5 | 17.7 | 36000 | 9.5 | 22800 | 1 | HRCU-A-CB |  |  | 233 | 699 | Yes
5256566 | Discontinued | Systems | SMARTCOMFORT TXT+ R410A HP | TEMPSTAR | TCH936GKA* |  | EN(A,D,W)4X48*21** | *9MX*0601714A** | 34800 | 12.5 | 17.5 | 36600 | 9 | 22000 | 1 | HRCU-A-CB |  |  | 235 | 737 | Yes
5256567 | Discontinued | Systems | SMARTCOMFORT TXT+ R410A HP | TEMPSTAR | TCH936GKA* |  | EN(A,D,W)4X48*21** | *9MX*0801716A** | 34800 | 12.7 | 17.2 | 36600 | 9 | 21800 | 1 | HRCU-A-CB |  |  | 240 | 737 | Yes
5428279 | Discontinued | Systems | SMARTCOMFORT TXT+ R410A HP | TEMPSTAR | TCH936GKA* |  | EN(A,D,W)4X48*21** | MV12**17C* | 35200 | 13.2 | 18.2 | 36000 | 9 | 21600 | 1 | HRCU-A-CB |  |  | 229 | 737 | Yes
5428280 | Discontinued | Systems | SMARTCOMFORT TXT+ R410A HP | TEMPSTAR | TCH936GKA* |  | EN(A,D,W)4X48*21** | MV16**21C* | 35200 | 13.2 | 18.2 | 36000 | 9 | 21600 | 1 | HRCU-A-CB |  |  | 229 | 737 | Yes
5428317 | Discontinued | Systems | SMARTCOMFORT TXT+ R410A HP | TEMPSTAR | TCH936GKA* |  | EN(A,D,W)4X48*21** | NOMV106D12* | 34600 | 12.7 | 17.2 | 36000 | 8.5 | 21600 | 1 | HRCU-A-CB |  |  | 238 | 781 | Yes
5428318 | Discontinued | Systems | SMARTCOMFORT TXT+ R410A HP | TEMPSTAR | TCH936GKA* |  | EN(A,D,W)4X48*21** | NOMV156E19* | 34800 | 13 | 17.2 | 36000 | 9 | 21600 | 1 | HRCU-A-CB |  |  | 240 | 737 | Yes
5690529 | Active | Systems | SMARTCOMFORT TXT+ R410A HP | TEMPSTAR | TCH936GKA* |  | EN(A,D,W)4X48*21** | OLV098A12* | 34600 | 12.5 | 17.2 | 36400 | 9 | 21800 | 1 | HRCU-A-CB |  |  | 238 | 737 | Yes
5256403 | Discontinued | Systems | SMARTCOMFORT TXT+ R410A HP | TEMPSTAR | TCH936GKA* |  | EN(A,D,W)4X48*21** | OLV112A16A | 35600 | 12.5 | 17.2 | 37600 | 9.5 | 22800 | 1 | HRCU-A-CB |  |  | 245 | 798 | Yes
5690527 | Active | Systems | SMARTCOMFORT TXT+ R410A HP | TEMPSTAR | TCH936GKA* |  | EN(A,D,W)4X48*21** | OMV098J12* | 34600 | 12.5 | 17.5 | 36600 | 9 | 22000 | 1 | HRCU-A-CB |  |  | 234 | 737 | Yes
5256402 | Discontinued | Systems | SMARTCOMFORT TXT+ R410A HP | TEMPSTAR | TCH936GKA* |  | EN(A,D,W)4X48*21** | OMV112K14A | 35400 | 12.5 | 17.5 | 37000 | 9.5 | 22400 | 1 | HRCU-A-CB |  |  | 240 | 699 | Yes
5256461 | Discontinued | Systems | SMARTCOMFORT TXT+ R410A HP | TEMPSTAR | TCH936GKA* |  | EN(A,D,W)4X48*21**+WALLCON | *8MV*0901716** | 35400 | 13 | 18.2 | 36600 | 9.5 | 21800 | 1 | HRCU-A-CB |  |  | 230 | 699 | Yes
5256462 | Discontinued | Systems | SMARTCOMFORT TXT+ R410A HP | TEMPSTAR | TCH936GKA* |  | EN(A,D,W)4X48*21**+WALLCON | *8MV*1102120** | 35400 | 13.2 | 18.2 | 36600 | 9.5 | 21800 | 1 | HRCU-A-CB |  |  | 230 | 699 | Yes
5256525 | Discontinued | Systems | SMARTCOMFORT TXT+ R410A HP | TEMPSTAR | TCH936GKA* |  | EN(A,D,W)4X48*21**+WALLCON | *9MA*0601714A** | 35000 | 12.5 | 17.2 | 37200 | 9 | 22800 | 1 | HRCU-A-CB |  |  | 241 | 737 | Yes
5256526 | Discontinued | Systems | SMARTCOMFORT TXT+ R410A HP | TEMPSTAR | TCH936GKA* |  | EN(A,D,W)4X48*21**+WALLCON | *9MA*0801714A** | 34800 | 12.5 | 17.5 | 37200 | 9.5 | 22600 | 1 | HRCU-A-CB |  |  | 235 | 699 | Yes
5256494 | Discontinued | Systems | SMARTCOMFORT TXT+ R410A HP | TEMPSTAR | TCH936GKA* |  | END4X42*17** | *8MX*0701716** | 34400 | 12.5 | 17 | 36400 | 9 | 21800 | 1 | HRCU-A-CB |  |  | 240 | 737 | Yes
5256598 | Discontinued | Systems | SMARTCOMFORT TXT+ R410A HP | TEMPSTAR | TCH936GKA* |  | END4X42*17** | *9MV*0601714A** | 34000 | 12.5 | 17 | 35800 | 9.2 | 21400 | 1 | HRCU-A-CB |  |  | 237 | 721 | Yes
5256599 | Discontinued | Systems | SMARTCOMFORT TXT+ R410A HP | TEMPSTAR | TCH936GKA* |  | END4X42*17** | *9MV*0801716A** | 34200 | 12.5 | 17 | 35800 | 9.2 | 21400 | 1 | HRCU-A-CB |  |  | 238 | 721 | Yes
5256562 | Discontinued | Systems | SMARTCOMFORT TXT+ R410A HP | TEMPSTAR | TCH936GKA* |  | END4X42*17** | *9MX*0601714A** | 34400 | 12.5 | 17.2 | 36400 | 9 | 21800 | 1 | HRCU-A-CB |  |  | 237 | 737 | Yes
5256563 | Discontinued | Systems | SMARTCOMFORT TXT+ R410A HP | TEMPSTAR | TCH936GKA* |  | END4X42*17** | *9MX*0801716A** | 34400 | 12.5 | 17 | 36400 | 9 | 21800 | 1 | HRCU-A-CB |  |  | 240 | 737 | Yes
5428275 | Discontinued | Systems | SMARTCOMFORT TXT+ R410A HP | TEMPSTAR | TCH936GKA* |  | END4X42*17** | MV08**14C* | 34600 | 12.7 | 17.7 | 36000 | 9 | 21600 | 1 | HRCU-A-CB |  |  | 231 | 737 | Yes
5428276 | Discontinued | Systems | SMARTCOMFORT TXT+ R410A HP | TEMPSTAR | TCH936GKA* |  | END4X42*17** | MV12**17C* | 34800 | 13 | 18 | 36000 | 9 | 21600 | 1 | HRCU-A-CB |  |  | 229 | 737 | Yes
5428314 | Discontinued | Systems | SMARTCOMFORT TXT+ R410A HP | TEMPSTAR | TCH936GKA* |  | END4X42*17** | NOMV106D12* | 34200 | 12.7 | 17 | 36000 | 8.5 | 21600 | 1 | HRCU-A-CB |  |  | 238 | 781 | Yes
5690503 | Active | Systems | SMARTCOMFORT TXT+ R410A HP | TEMPSTAR | TCH936GKA* |  | END4X42*17** | OLV098A12* | 34200 | 12.5 | 17 | 36400 | 9 | 21800 | 1 | HRCU-A-CB |  |  | 238 | 737 | Yes
5690494 | Active | Systems | SMARTCOMFORT TXT+ R410A HP | TEMPSTAR | TCH936GKA* |  | END4X42*17** | OMV098J12* | 34400 | 12.5 | 17.2 | 36600 | 9 | 22000 | 1 | HRCU-A-CB |  |  | 237 | 737 | Yes
5256457 | Discontinued | Systems | SMARTCOMFORT TXT+ R410A HP | TEMPSTAR | TCH936GKA* |  | END4X42*17**+WALLCON | *8MV*0701412** | 34800 | 12.5 | 17.5 | 36800 | 9 | 22000 | 1 | HRCU-A-CB |  |  | 235 | 737 | Yes
5256458 | Discontinued | Systems | SMARTCOMFORT TXT+ R410A HP | TEMPSTAR | TCH936GKA* |  | END4X42*17**+WALLCON | *8MV*0901716** | 35000 | 13 | 18 | 36600 | 9.5 | 21800 | 1 | HRCU-A-CB |  |  | 230 | 699 | Yes
5256522 | Discontinued | Systems | SMARTCOMFORT TXT+ R410A HP | TEMPSTAR | TCH936GKA* |  | END4X42*17**+WALLCON | *9MA*0801714A** | 34800 | 12.5 | 17.2 | 37000 | 9 | 22600 | 1 | HRCU-A-CB |  |  | 240 | 737 | Yes
5256345 | Discontinued | Systems | SMARTCOMFORT TXT+ R410A HP | TEMPSTAR | TCH936GKA* |  | ENH4X36*17** | *8MX*0902116** | 34400 | 12.5 | 17 | 36000 | 9.5 | 22000 | 1 | HRCU-A-CB |  |  | 240 | 699 | Yes
5256346 | Discontinued | Systems | SMARTCOMFORT TXT+ R410A HP | TEMPSTAR | TCH936GKA* |  | ENH4X36*17** | *8MX*1102120** | 34400 | 12.5 | 17 | 36000 | 9.5 | 21800 | 1 | HRCU-A-CB |  |  | 240 | 699 | Yes
5256606 | Discontinued | Systems | SMARTCOMFORT TXT+ R410A HP | TEMPSTAR | TCH936GKA* |  | ENH4X36*17** | *9MV*0801716A** | 33600 | 12.5 | 16.7 | 35400 | 9 | 21200 | 1 | HRCU-A-CB |  |  | 238 | 737 | Yes
5256569 | Discontinued | Systems | SMARTCOMFORT TXT+ R410A HP | TEMPSTAR | TCH936GKA* |  | ENH4X36*17** | *9MX*0801716A** | 33600 | 12.5 | 16.5 | 36000 | 9 | 21600 | 1 | HRCU-A-CB |  |  | 241 | 737 | Yes
5428283 | Discontinued | Systems | SMARTCOMFORT TXT+ R410A HP | TEMPSTAR | TCH936GKA* |  | ENH4X36*17** | MV08**14C* | 33800 | 12.5 | 17.2 | 35800 | 9 | 21400 | 1 | HRCU-A-CB |  |  | 233 | 737 | Yes
5428284 | Discontinued | Systems | SMARTCOMFORT TXT+ R410A HP | TEMPSTAR | TCH936GKA* |  | ENH4X36*17** | MV12**17C* | 34000 | 12.7 | 17.5 | 36000 | 9 | 21600 | 1 | HRCU-A-CB |  |  | 230 | 737 | Yes
5256409 | Discontinued | Systems | SMARTCOMFORT TXT+ R410A HP | TEMPSTAR | TCH936GKA* |  | ENH4X36*17** | OLV154F20A | 34600 | 12.5 | 17.2 | 36600 | 9.5 | 22200 | 1 | HRCU-A-CB |  |  | 238 | 699 | Yes
5256466 | Discontinued | Systems | SMARTCOMFORT TXT+ R410A HP | TEMPSTAR | TCH936GKA* |  | ENH4X36*17**+WALLCON | *8MV*0901716** | 34200 | 12.5 | 17.5 | 36000 | 9 | 21800 | 1 | HRCU-A-CB |  |  | 231 | 737 | Yes
5256467 | Discontinued | Systems | SMARTCOMFORT TXT+ R410A HP | TEMPSTAR | TCH936GKA* |  | ENH4X36*17**+WALLCON | *8MV*1102120** | 34200 | 12.5 | 17.5 | 36000 | 9.5 | 21800 | 1 | HRCU-A-CB |  |  | 231 | 699 | Yes
5256468 | Discontinued | Systems | SMARTCOMFORT TXT+ R410A HP | TEMPSTAR | TCH936GKA* |  | ENH4X36*17**+WALLCON | *8MV*1352422** | 34400 | 12.7 | 17.5 | 36000 | 9.5 | 21600 | 1 | HRCU-A-CB |  |  | 233 | 699 | Yes
5256530 | Discontinued | Systems | SMARTCOMFORT TXT+ R410A HP | TEMPSTAR | TCH936GKA* |  | ENH4X36*17**+WALLCON | *9MA*1202422A** | 34200 | 12.5 | 17.2 | 36600 | 9.2 | 22200 | 1 | HRCU-A-CB |  |  | 235 | 721 | Yes
5256349 | Discontinued | Systems | SMARTCOMFORT TXT+ R410A HP | TEMPSTAR | TCH936GKA* |  | ENH4X42*21** | *8MX*0902116** | 35000 | 12.7 | 17.2 | 36600 | 9 | 22000 | 1 | HRCU-A-CB |  |  | 241 | 737 | Yes
5256350 | Discontinued | Systems | SMARTCOMFORT TXT+ R410A HP | TEMPSTAR | TCH936GKA* |  | ENH4X42*21** | *8MX*1102120** | 35000 | 12.7 | 17.2 | 36600 | 9.5 | 22000 | 1 | HRCU-A-CB |  |  | 241 | 699 | Yes
5256607 | Discontinued | Systems | SMARTCOMFORT TXT+ R410A HP | TEMPSTAR | TCH936GKA* |  | ENH4X42*21** | *9MV*0601714A** | 33800 | 12.5 | 16.7 | 35800 | 9 | 21400 | 1 | HRCU-A-CB |  |  | 240 | 737 | Yes
5256608 | Discontinued | Systems | SMARTCOMFORT TXT+ R410A HP | TEMPSTAR | TCH936GKA* |  | ENH4X42*21** | *9MV*0801716A** | 34000 | 12.5 | 17 | 35600 | 9.2 | 21400 | 1 | HRCU-A-CB |  |  | 237 | 721 | Yes
5256640 | Discontinued | Systems | SMARTCOMFORT TXT+ R410A HP | TEMPSTAR | TCH936GKA* |  | ENH4X42*21** | *9MV*0802120A** | 34000 | 13.2 | 17.5 | 35600 | 9 | 22600 | 1 | HRCU-A-CB |  |  | 230 | 737 | Yes
5256641 | Discontinued | Systems | SMARTCOMFORT TXT+ R410A HP | TEMPSTAR | TCH936GKA* |  | ENH4X42*21** | *9MV*1002120A** | 34000 | 13.2 | 17.2 | 35400 | 9 | 22600 | 1 | HRCU-A-CB |  |  | 234 | 737 | Yes
5256609 | Discontinued | Systems | SMARTCOMFORT TXT+ R410A HP | TEMPSTAR | TCH936GKA* |  | ENH4X42*21** | *9MV*1202422A** | 34000 | 12.7 | 17.2 | 35400 | 9.2 | 21000 | 1 | HRCU-A-CB |  |  | 234 | 721 | Yes
5256570 | Discontinued | Systems | SMARTCOMFORT TXT+ R410A HP | TEMPSTAR | TCH936GKA* |  | ENH4X42*21** | *9MX*0601714A** | 34200 | 12.5 | 17.2 | 36000 | 9 | 21800 | 1 | HRCU-A-CB |  |  | 235 | 737 | Yes
5256571 | Discontinued | Systems | SMARTCOMFORT TXT+ R410A HP | TEMPSTAR | TCH936GKA* |  | ENH4X42*21** | *9MX*0801716A** | 34200 | 12.5 | 16.7 | 36000 | 9 | 21600 | 1 | HRCU-A-CB |  |  | 242 | 737 | Yes
5428285 | Discontinued | Systems | SMARTCOMFORT TXT+ R410A HP | TEMPSTAR | TCH936GKA* |  | ENH4X42*21** | MV12**17C* | 34600 | 12.7 | 17.7 | 36000 | 9 | 21600 | 1 | HRCU-A-CB |  |  | 231 | 737 | Yes
5428286 | Discontinued | Systems | SMARTCOMFORT TXT+ R410A HP | TEMPSTAR | TCH936GKA* |  | ENH4X42*21** | MV16**21C* | 34600 | 13 | 17.7 | 36000 | 9 | 21400 | 1 | HRCU-A-CB |  |  | 231 | 737 | Yes
5428321 | Discontinued | Systems | SMARTCOMFORT TXT+ R410A HP | TEMPSTAR | TCH936GKA* |  | ENH4X42*21** | NOMV106D12* | 34000 | 12.5 | 17 | 36000 | 8.5 | 21400 | 1 | HRCU-A-CB |  |  | 237 | 781 | Yes
5428322 | Discontinued | Systems | SMARTCOMFORT TXT+ R410A HP | TEMPSTAR | TCH936GKA* |  | ENH4X42*21** | NOMV156E19* | 34200 | 12.7 | 17 | 36000 | 8.5 | 21400 | 1 | HRCU-A-CB |  |  | 238 | 781 | Yes
5256414 | Discontinued | Systems | SMARTCOMFORT TXT+ R410A HP | TEMPSTAR | TCH936GKA* |  | ENH4X42*21** | OLV154F20A | 35200 | 12.7 | 17.5 | 36600 | 9.5 | 22200 | 1 | HRCU-A-CB |  |  | 238 | 699 | Yes
5256469 | Discontinued | Systems | SMARTCOMFORT TXT+ R410A HP | TEMPSTAR | TCH936GKA* |  | ENH4X42*21**+WALLCON | *8MV*0701412** | 34600 | 12.5 | 17.5 | 36600 | 9 | 22000 | 1 | HRCU-A-CB |  |  | 234 | 737 | Yes
5256470 | Discontinued | Systems | SMARTCOMFORT TXT+ R410A HP | TEMPSTAR | TCH936GKA* |  | ENH4X42*21**+WALLCON | *8MV*0901716** | 34800 | 13 | 17.7 | 36400 | 9.5 | 21800 | 1 | HRCU-A-CB |  |  | 233 | 699 | Yes
5256471 | Discontinued | Systems | SMARTCOMFORT TXT+ R410A HP | TEMPSTAR | TCH936GKA* |  | ENH4X42*21**+WALLCON | *8MV*1102120** | 34800 | 13 | 17.7 | 36400 | 9.5 | 21800 | 1 | HRCU-A-CB |  |  | 233 | 699 | Yes
5256472 | Discontinued | Systems | SMARTCOMFORT TXT+ R410A HP | TEMPSTAR | TCH936GKA* |  | ENH4X42*21**+WALLCON | *8MV*1352422** | 34800 | 13 | 18 | 36000 | 9.5 | 21600 | 1 | HRCU-A-CB |  |  | 229 | 699 | Yes
5256533 | Discontinued | Systems | SMARTCOMFORT TXT+ R410A HP | TEMPSTAR | TCH936GKA* |  | ENH4X42*21**+WALLCON | *9MA*1202422A** | 34400 | 12.7 | 17.5 | 36800 | 9.5 | 22200 | 1 | HRCU-A-CB |  |  | 233 | 699 | Yes
5256498 | Discontinued | Systems | SMARTCOMFORT TXT+ R410A HP | TEMPSTAR | TCH936GKA* |  | ENH4X48*21** | *8MX*0701716** | 35000 | 12.7 | 17.2 | 36600 | 9 | 22000 | 1 | HRCU-A-CB |  |  | 241 | 737 | Yes
5256352 | Discontinued | Systems | SMARTCOMFORT TXT+ R410A HP | TEMPSTAR | TCH936GKA* |  | ENH4X48*21** | *8MX*0902116** | 35800 | 13 | 17.7 | 37000 | 9.5 | 22200 | 1 | HRCU-A-CB |  |  | 239 | 699 | Yes
5256353 | Discontinued | Systems | SMARTCOMFORT TXT+ R410A HP | TEMPSTAR | TCH936GKA* |  | ENH4X48*21** | *8MX*1102120** | 35800 | 13 | 17.7 | 37000 | 9.5 | 22200 | 1 | HRCU-A-CB |  |  | 239 | 699 | Yes
5256610 | Discontinued | Systems | SMARTCOMFORT TXT+ R410A HP | TEMPSTAR | TCH936GKA* |  | ENH4X48*21** | *9MV*0601714A** | 34600 | 12.5 | 17 | 36000 | 9.5 | 21600 | 1 | HRCU-A-CB |  |  | 241 | 699 | Yes
5256611 | Discontinued | Systems | SMARTCOMFORT TXT+ R410A HP | TEMPSTAR | TCH936GKA* |  | ENH4X48*21** | *9MV*0801716A** | 34600 | 12.7 | 17.2 | 36000 | 9.5 | 21400 | 1 | HRCU-A-CB |  |  | 238 | 699 | Yes
5256642 | Discontinued | Systems | SMARTCOMFORT TXT+ R410A HP | TEMPSTAR | TCH936GKA* |  | ENH4X48*21** | *9MV*0802120A** | 34800 | 13.5 | 18 | 36000 | 9.5 | 22800 | 1 | HRCU-A-CB |  |  | 229 | 699 | Yes
5256643 | Discontinued | Systems | SMARTCOMFORT TXT+ R410A HP | TEMPSTAR | TCH936GKA* |  | ENH4X48*21** | *9MV*1002120A** | 34800 | 13.5 | 17.7 | 36000 | 9.5 | 22800 | 1 | HRCU-A-CB |  |  | 233 | 699 | Yes
5256612 | Discontinued | Systems | SMARTCOMFORT TXT+ R410A HP | TEMPSTAR | TCH936GKA* |  | ENH4X48*21** | *9MV*1202422A** | 34800 | 13 | 17.7 | 35800 | 9.5 | 21200 | 1 | HRCU-A-CB |  |  | 233 | 699 | Yes
5256572 | Discontinued | Systems | SMARTCOMFORT TXT+ R410A HP | TEMPSTAR | TCH936GKA* |  | ENH4X48*21** | *9MX*0601714A** | 34800 | 12.5 | 17.5 | 36600 | 9 | 22000 | 1 | HRCU-A-CB |  |  | 235 | 737 | Yes
5256573 | Discontinued | Systems | SMARTCOMFORT TXT+ R410A HP | TEMPSTAR | TCH936GKA* |  | ENH4X48*21** | *9MX*0801716A** | 34800 | 12.7 | 17.2 | 36600 | 9 | 21800 | 1 | HRCU-A-CB |  |  | 240 | 737 | Yes
5428287 | Discontinued | Systems | SMARTCOMFORT TXT+ R410A HP | TEMPSTAR | TCH936GKA* |  | ENH4X48*21** | MV12**17C* | 35200 | 13.2 | 18.2 | 36000 | 9 | 21600 | 1 | HRCU-A-CB |  |  | 229 | 737 | Yes
5428288 | Discontinued | Systems | SMARTCOMFORT TXT+ R410A HP | TEMPSTAR | TCH936GKA* |  | ENH4X48*21** | MV16**21C* | 35200 | 13.2 | 18.2 | 36000 | 9 | 21600 | 1 | HRCU-A-CB |  |  | 229 | 737 | Yes
5428323 | Discontinued | Systems | SMARTCOMFORT TXT+ R410A HP | TEMPSTAR | TCH936GKA* |  | ENH4X48*21** | NOMV106D12* | 34600 | 12.7 | 17.2 | 36000 | 8.5 | 21600 | 1 | HRCU-A-CB |  |  | 238 | 781 | Yes
5428324 | Discontinued | Systems | SMARTCOMFORT TXT+ R410A HP | TEMPSTAR | TCH936GKA* |  | ENH4X48*21** | NOMV156E19* | 34800 | 13 | 17.2 | 36000 | 9 | 21600 | 1 | HRCU-A-CB |  |  | 240 | 737 | Yes
5690572 | Active | Systems | SMARTCOMFORT TXT+ R410A HP | TEMPSTAR | TCH936GKA* |  | ENH4X48*21** | OLV098A12* | 34600 | 12.5 | 17.2 | 36400 | 9 | 21800 | 1 | HRCU-A-CB |  |  | 238 | 737 | Yes
5256418 | Discontinued | Systems | SMARTCOMFORT TXT+ R410A HP | TEMPSTAR | TCH936GKA* |  | ENH4X48*21** | OLV112A16A | 35600 | 12.5 | 17.2 | 37600 | 9.5 | 22800 | 1 | HRCU-A-CB |  |  | 245 | 798 | Yes
5256419 | Discontinued | Systems | SMARTCOMFORT TXT+ R410A HP | TEMPSTAR | TCH936GKA* |  | ENH4X48*21** | OLV154F20A | 35800 | 13 | 18 | 37000 | 9.7 | 22200 | 1 | HRCU-A-CB |  |  | 235 | 684 | Yes
5690564 | Active | Systems | SMARTCOMFORT TXT+ R410A HP | TEMPSTAR | TCH936GKA* |  | ENH4X48*21** | OMV098J12* | 34600 | 12.5 | 17.5 | 36600 | 9 | 22000 | 1 | HRCU-A-CB |  |  | 234 | 737 | Yes
5256417 | Discontinued | Systems | SMARTCOMFORT TXT+ R410A HP | TEMPSTAR | TCH936GKA* |  | ENH4X48*21** | OMV112K14A | 35400 | 12.5 | 17.5 | 37000 | 9.5 | 22400 | 1 | HRCU-A-CB |  |  | 240 | 699 | Yes
5256473 | Discontinued | Systems | SMARTCOMFORT TXT+ R410A HP | TEMPSTAR | TCH936GKA* |  | ENH4X48*21**+WALLCON | *8MV*0701412** | 35200 | 12.7 | 17.7 | 36800 | 9.5 | 22000 | 1 | HRCU-A-CB |  |  | 235 | 699 | Yes
5256474 | Discontinued | Systems | SMARTCOMFORT TXT+ R410A HP | TEMPSTAR | TCH936GKA* |  | ENH4X48*21**+WALLCON | *8MV*0901716** | 35400 | 13 | 18.2 | 36600 | 9.5 | 21800 | 1 | HRCU-A-CB |  |  | 230 | 699 | Yes
5256475 | Discontinued | Systems | SMARTCOMFORT TXT+ R410A HP | TEMPSTAR | TCH936GKA* |  | ENH4X48*21**+WALLCON | *8MV*1102120** | 35400 | 13.2 | 18.2 | 36600 | 9.5 | 21800 | 1 | HRCU-A-CB |  |  | 230 | 699 | Yes
5256476 | Discontinued | Systems | SMARTCOMFORT TXT+ R410A HP | TEMPSTAR | TCH936GKA* |  | ENH4X48*21**+WALLCON | *8MV*1352422** | 35400 | 13.2 | 18.2 | 36400 | 9.7 | 21800 | 1 | HRCU-A-CB |  |  | 230 | 684 | Yes
5256534 | Discontinued | Systems | SMARTCOMFORT TXT+ R410A HP | TEMPSTAR | TCH936GKA* |  | ENH4X48*21**+WALLCON | *9MA*0601714A** | 35000 | 12.5 | 17.2 | 37200 | 9 | 22800 | 1 | HRCU-A-CB |  |  | 241 | 737 | Yes
5256535 | Discontinued | Systems | SMARTCOMFORT TXT+ R410A HP | TEMPSTAR | TCH936GKA* |  | ENH4X48*21**+WALLCON | *9MA*0801714A** | 34800 | 12.5 | 17.5 | 37200 | 9.5 | 22600 | 1 | HRCU-A-CB |  |  | 235 | 699 | Yes
5256536 | Discontinued | Systems | SMARTCOMFORT TXT+ R410A HP | TEMPSTAR | TCH936GKA* |  | ENH4X48*21**+WALLCON | *9MA*1202422A** | 35400 | 13 | 18 | 37000 | 9.5 | 22200 | 1 | HRCU-A-CB |  |  | 233 | 699 | Yes
5256489 | Discontinued | Systems | SMARTCOMFORT TXT+ R410A HP | TEMPSTAR | TCH936GKA* |  | FCM4X24****+WALLCON |  | 34200 | 12.5 | 17.5 | 36400 | 9 | 21800 | 1 | HRCU-A-CB |  |  | 231 | 737 | Yes
5256490 | Discontinued | Systems | SMARTCOMFORT TXT+ R410A HP | TEMPSTAR | TCH936GKA* |  | FCM4X36****+WALLCON |  | 34600 | 13 | 18 | 36000 | 9 | 21600 | 1 | HRCU-A-CB |  |  | 228 | 737 | Yes
5256491 | Discontinued | Systems | SMARTCOMFORT TXT+ R410A HP | TEMPSTAR | TCH936GKA* |  | FCM4X48****+WALLCON |  | 35800 | 13.5 | 18.5 | 36400 | 9.5 | 21800 | 1 | HRCU-A-CB |  |  | 229 | 699 | Yes
5256290 | Discontinued | Systems | SMARTCOMFORT TXT+ R410A HP | TEMPSTAR | TCH936GKA* |  | FCM4X60****+WALLCON |  | 36600 | 13.7 | 19 | 37000 | 10 | 22000 | 1 | HRCU-A-CB | Yes |  | 228 | 664 | Yes
5256698 | Discontinued | Systems | SMARTCOMFORT TXT+ R410A HP | TEMPSTAR | TCH936GKA* |  | FVM4X24**** |  | 34000 | 12.5 | 17.2 | 36000 | 9 | 21600 | 1 | HRCU-A-CB |  |  | 234 | 737 | Yes
5256699 | Discontinued | Systems | SMARTCOMFORT TXT+ R410A HP | TEMPSTAR | TCH936GKA* |  | FVM4X36**** |  | 34200 | 13 | 18 | 36000 | 9 | 21200 | 1 | HRCU-A-CB |  |  | 225 | 737 | Yes
5256700 | Discontinued | Systems | SMARTCOMFORT TXT+ R410A HP | TEMPSTAR | TCH936GKA* |  | FVM4X48**** |  | 35400 | 13.5 | 18.5 | 36000 | 9.5 | 21600 | 1 | HRCU-A-CB |  |  | 227 | 699 | Yes
5256701 | Discontinued | Systems | SMARTCOMFORT TXT+ R410A HP | TEMPSTAR | TCH936GKA* |  | FVM4X60**** |  | 36000 | 13.7 | 19 | 36400 | 10 | 21600 | 1 | HRCU-A-CB |  |  | 224 | 664 | Yes
5545722 | Active | Systems | SMARTCOMFORT TXT+ R410A HP | TEMPSTAR | TCH936GKA2* |  | EA*4X36*14A* | MV08**14C* | 35400 | 13.2 | 17.2 | 36000 | 9 | 22200 | 1 | HRCU-A-CB |  |  | 244 | 737 | Yes
5545467 | Active | Systems | SMARTCOMFORT TXT+ R410A HP | TEMPSTAR | TCH936GKA2* |  | EA*4X36*14A*+WALLCON | *8MV*0701412** | 35200 | 12.5 | 17.2 | 36400 | 9 | 22800 | 1 | HRCU-A-CB |  |  | 242 | 737 | Yes
5545645 | Active | Systems | SMARTCOMFORT TXT+ R410A HP | TEMPSTAR | TCH936GKA2* |  | EA*4X36*17A* | *9MV*0601714A** | 35000 | 12.7 | 16.7 | 35800 | 9 | 22200 | 1 | HRCU-A-CB |  |  | 248 | 737 | Yes
5545646 | Active | Systems | SMARTCOMFORT TXT+ R410A HP | TEMPSTAR | TCH936GKA2* |  | EA*4X36*17A* | *9MV*0801716A** | 35200 | 13 | 17 | 35800 | 9 | 22200 | 1 | HRCU-A-CB |  |  | 245 | 737 | Yes
5545588 | Active | Systems | SMARTCOMFORT TXT+ R410A HP | TEMPSTAR | TCH936GKA2* |  | EA*4X36*17A* | *9MX*0601714A** | 34800 | 12.5 | 17 | 36000 | 9 | 22600 | 1 | HRCU-A-CB |  |  | 242 | 737 | Yes
5545589 | Active | Systems | SMARTCOMFORT TXT+ R410A HP | TEMPSTAR | TCH936GKA2* |  | EA*4X36*17A* | *9MX*0801716A** | 34800 | 12.7 | 16.7 | 36000 | 9 | 22400 | 1 | HRCU-A-CB |  |  | 247 | 737 | Yes
5545723 | Active | Systems | SMARTCOMFORT TXT+ R410A HP | TEMPSTAR | TCH936GKA2* |  | EA*4X36*17A* | MV08**14C* | 35600 | 13.2 | 17.5 | 36000 | 9 | 22200 | 1 | HRCU-A-CB |  |  | 241 | 737 | Yes
5545724 | Active | Systems | SMARTCOMFORT TXT+ R410A HP | TEMPSTAR | TCH936GKA2* |  | EA*4X36*17A* | MV12**17C* | 35800 | 13.5 | 17.5 | 36000 | 9 | 22200 | 1 | HRCU-A-CB |  |  | 242 | 737 | Yes
5691608 | Active | Systems | SMARTCOMFORT TXT+ R410A HP | TEMPSTAR | TCH936GKA2* |  | EA*4X36*17A* | OLV098A12* | 34800 | 12.5 | 16.7 | 36000 | 8.5 | 22600 | 1 | HRCU-A-CB |  |  | 247 | 781 | Yes
5691597 | Active | Systems | SMARTCOMFORT TXT+ R410A HP | TEMPSTAR | TCH936GKA2* |  | EA*4X36*17A* | OMV098J12* | 34800 | 12.5 | 17 | 36000 | 8.5 | 22600 | 1 | HRCU-A-CB |  |  | 242 | 781 | Yes
5545384 | Active | Systems | SMARTCOMFORT TXT+ R410A HP | TEMPSTAR | TCH936GKA2* |  | EA*4X36*17A* | OMV112K14A | 35400 | 12.5 | 17 | 36800 | 9 | 23200 | 1 | HRCU-A-CB |  |  | 247 | 737 | Yes
5545468 | Active | Systems | SMARTCOMFORT TXT+ R410A HP | TEMPSTAR | TCH936GKA2* |  | EA*4X36*17A*+WALLCON | *8MV*0701412** | 35200 | 12.7 | 17.2 | 36400 | 9 | 22800 | 1 | HRCU-A-CB |  |  | 242 | 737 | Yes
5545470 | Active | Systems | SMARTCOMFORT TXT+ R410A HP | TEMPSTAR | TCH936GKA2* |  | EA*4X36*17A*+WALLCON | *8MV*0901716** | 35400 | 13 | 17.7 | 36000 | 9.2 | 22600 | 1 | HRCU-A-CB |  |  | 237 | 721 | Yes
5545542 | Active | Systems | SMARTCOMFORT TXT+ R410A HP | TEMPSTAR | TCH936GKA2* |  | EA*4X36*17A*+WALLCON | *9MA*0801714A** | 35200 | 12.5 | 17 | 37000 | 9 | 23200 | 1 | HRCU-A-CB |  |  | 245 | 737 | Yes
5545293 | Active | Systems | SMARTCOMFORT TXT+ R410A HP | TEMPSTAR | TCH936GKA2* |  | EA*4X36*21A* | *8MX*0902116** | 35800 | 13 | 17.2 | 36600 | 9.2 | 22800 | 1 | HRCU-A-CB |  |  | 246 | 721 | Yes
5545295 | Active | Systems | SMARTCOMFORT TXT+ R410A HP | TEMPSTAR | TCH936GKA2* |  | EA*4X36*21A* | *8MX*1102120** | 35800 | 13 | 17.2 | 36400 | 9.5 | 22800 | 1 | HRCU-A-CB |  |  | 246 | 699 | Yes
5545648 | Active | Systems | SMARTCOMFORT TXT+ R410A HP | TEMPSTAR | TCH936GKA2* |  | EA*4X36*21A* | *9MV*0601714A** | 35000 | 13 | 17 | 35800 | 9 | 22200 | 1 | HRCU-A-CB |  |  | 244 | 737 | Yes
5545649 | Active | Systems | SMARTCOMFORT TXT+ R410A HP | TEMPSTAR | TCH936GKA2* |  | EA*4X36*21A* | *9MV*0801716A** | 35200 | 13.2 | 17.2 | 35800 | 9 | 22200 | 1 | HRCU-A-CB |  |  | 242 | 737 | Yes
5545650 | Active | Systems | SMARTCOMFORT TXT+ R410A HP | TEMPSTAR | TCH936GKA2* |  | EA*4X36*21A* | *9MV*0802120A** | 35200 | 13.2 | 17.5 | 35600 | 9 | 21800 | 1 | HRCU-A-CB |  |  | 238 | 737 | Yes
5545651 | Active | Systems | SMARTCOMFORT TXT+ R410A HP | TEMPSTAR | TCH936GKA2* |  | EA*4X36*21A* | *9MV*1002120A** | 35000 | 13.2 | 17.5 | 35400 | 9 | 21800 | 1 | HRCU-A-CB |  |  | 237 | 737 | Yes
5545590 | Active | Systems | SMARTCOMFORT TXT+ R410A HP | TEMPSTAR | TCH936GKA2* |  | EA*4X36*21A* | *9MX*0601714A** | 35000 | 12.7 | 17.2 | 36000 | 9 | 22600 | 1 | HRCU-A-CB |  |  | 241 | 737 | Yes
5545591 | Active | Systems | SMARTCOMFORT TXT+ R410A HP | TEMPSTAR | TCH936GKA2* |  | EA*4X36*21A* | *9MX*0801716A** | 35000 | 12.7 | 16.7 | 36000 | 9 | 22400 | 1 | HRCU-A-CB |  |  | 248 | 737 | Yes
5545725 | Active | Systems | SMARTCOMFORT TXT+ R410A HP | TEMPSTAR | TCH936GKA2* |  | EA*4X36*21A* | MV12**17C* | 35800 | 13.5 | 17.7 | 36000 | 9 | 22200 | 1 | HRCU-A-CB |  |  | 239 | 737 | Yes
5545727 | Active | Systems | SMARTCOMFORT TXT+ R410A HP | TEMPSTAR | TCH936GKA2* |  | EA*4X36*21A* | MV16**21C* | 35800 | 13.7 | 17.7 | 36000 | 9 | 22200 | 1 | HRCU-A-CB |  |  | 239 | 737 | Yes
5545347 | Active | Systems | SMARTCOMFORT TXT+ R410A HP | TEMPSTAR | TCH936GKA2* |  | EA*4X36*21A* | NOMV156E19* | 35600 | 13 | 17 | 36400 | 8.5 | 22600 | 1 | HRCU-A-CB |  |  | 248 | 781 | Yes
5691621 | Active | Systems | SMARTCOMFORT TXT+ R410A HP | TEMPSTAR | TCH936GKA2* |  | EA*4X36*21A* | OLV098A12* | 34800 | 12.5 | 16.7 | 36000 | 8.5 | 22400 | 1 | HRCU-A-CB |  |  | 247 | 781 | Yes
5691612 | Active | Systems | SMARTCOMFORT TXT+ R410A HP | TEMPSTAR | TCH936GKA2* |  | EA*4X36*21A* | OMV098J12* | 34800 | 12.5 | 17.2 | 36000 | 8.5 | 22600 | 1 | HRCU-A-CB |  |  | 240 | 781 | Yes
5545387 | Active | Systems | SMARTCOMFORT TXT+ R410A HP | TEMPSTAR | TCH936GKA2* |  | EA*4X36*21A* | OMV112K14A | 35400 | 12.5 | 17.2 | 36800 | 9 | 23000 | 1 | HRCU-A-CB |  |  | 244 | 737 | Yes
5545471 | Active | Systems | SMARTCOMFORT TXT+ R410A HP | TEMPSTAR | TCH936GKA2* |  | EA*4X36*21A*+WALLCON | *8MV*0901716** | 35400 | 13.2 | 17.7 | 36000 | 9.2 | 22400 | 1 | HRCU-A-CB |  |  | 237 | 721 | Yes
5545472 | Active | Systems | SMARTCOMFORT TXT+ R410A HP | TEMPSTAR | TCH936GKA2* |  | EA*4X36*21A*+WALLCON | *8MV*1102120** | 35600 | 13.2 | 17.7 | 36000 | 9.2 | 22400 | 1 | HRCU-A-CB |  |  | 238 | 721 | Yes
5545543 | Active | Systems | SMARTCOMFORT TXT+ R410A HP | TEMPSTAR | TCH936GKA2* |  | EA*4X36*21A*+WALLCON | *9MA*0601714A** | 35000 | 12.5 | 16.7 | 36600 | 9 | 23400 | 1 | HRCU-A-CB |  |  | 248 | 737 | Yes
5545628 | Active | Systems | SMARTCOMFORT TXT+ R410A HP | TEMPSTAR | TCH936GKA2* |  | EA*4X36*21A*+WALLCON | *9MA*0602120A** | 35200 | 13 | 16.7 | 36000 | 9 | 23000 | 1 | HRCU-A-CB |  |  | 250 | 737 | Yes
5545544 | Active | Systems | SMARTCOMFORT TXT+ R410A HP | TEMPSTAR | TCH936GKA2* |  | EA*4X36*21A*+WALLCON | *9MA*0801714A** | 35200 | 12.5 | 17.2 | 36800 | 9 | 23200 | 1 | HRCU-A-CB |  |  | 242 | 737 | Yes
5545629 | Active | Systems | SMARTCOMFORT TXT+ R410A HP | TEMPSTAR | TCH936GKA2* |  | EA*4X36*21A*+WALLCON | *9MA*0802120A** | 35400 | 13 | 17.2 | 35800 | 9 | 22800 | 1 | HRCU-A-CB |  |  | 244 | 737 | Yes
5545630 | Active | Systems | SMARTCOMFORT TXT+ R410A HP | TEMPSTAR | TCH936GKA2* |  | EA*4X36*21A*+WALLCON | *9MA*1002122A** | 35400 | 13.2 | 17.2 | 35800 | 9 | 22800 | 1 | HRCU-A-CB |  |  | 244 | 737 | Yes
5545297 | Active | Systems | SMARTCOMFORT TXT+ R410A HP | TEMPSTAR | TCH936GKA2* |  | EA*4X42*21A* | *8MX*0902116** | 36000 | 13 | 17.5 | 36600 | 9.2 | 22800 | 1 | HRCU-A-CB |  |  | 244 | 721 | Yes
5545298 | Active | Systems | SMARTCOMFORT TXT+ R410A HP | TEMPSTAR | TCH936GKA2* |  | EA*4X42*21A* | *8MX*1102120** | 36000 | 13.2 | 17.5 | 36600 | 9.5 | 22800 | 1 | HRCU-A-CB |  |  | 244 | 699 | Yes
5545652 | Active | Systems | SMARTCOMFORT TXT+ R410A HP | TEMPSTAR | TCH936GKA2* |  | EA*4X42*21A* | *9MV*0601714A** | 35200 | 13 | 17 | 36000 | 9 | 22200 | 1 | HRCU-A-CB |  |  | 245 | 737 | Yes
5545654 | Active | Systems | SMARTCOMFORT TXT+ R410A HP | TEMPSTAR | TCH936GKA2* |  | EA*4X42*21A* | *9MV*0801716A** | 35400 | 13.2 | 17.2 | 36000 | 9 | 22200 | 1 | HRCU-A-CB |  |  | 244 | 737 | Yes
5545655 | Active | Systems | SMARTCOMFORT TXT+ R410A HP | TEMPSTAR | TCH936GKA2* |  | EA*4X42*21A* | *9MV*0802120A** | 35400 | 13.5 | 17.5 | 35600 | 9 | 22000 | 1 | HRCU-A-CB |  |  | 240 | 737 | Yes
5545656 | Active | Systems | SMARTCOMFORT TXT+ R410A HP | TEMPSTAR | TCH936GKA2* |  | EA*4X42*21A* | *9MV*1002120A** | 35200 | 13.5 | 17.5 | 35600 | 9 | 21800 | 1 | HRCU-A-CB |  |  | 238 | 737 | Yes
5545592 | Active | Systems | SMARTCOMFORT TXT+ R410A HP | TEMPSTAR | TCH936GKA2* |  | EA*4X42*21A* | *9MX*0601714A** | 35200 | 12.7 | 17.2 | 36000 | 9 | 22600 | 1 | HRCU-A-CB |  |  | 242 | 737 | Yes
5545594 | Active | Systems | SMARTCOMFORT TXT+ R410A HP | TEMPSTAR | TCH936GKA2* |  | EA*4X42*21A* | *9MX*0801716A** | 35200 | 13 | 17 | 36000 | 9.2 | 22600 | 1 | HRCU-A-CB |  |  | 245 | 721 | Yes
5545728 | Active | Systems | SMARTCOMFORT TXT+ R410A HP | TEMPSTAR | TCH936GKA2* |  | EA*4X42*21A* | MV12**17C* | 36200 | 13.5 | 17.7 | 36000 | 9 | 22400 | 1 | HRCU-A-CB |  |  | 242 | 737 | Yes
5545729 | Active | Systems | SMARTCOMFORT TXT+ R410A HP | TEMPSTAR | TCH936GKA2* |  | EA*4X42*21A* | MV16**21C* | 36200 | 13.7 | 18 | 36000 | 9 | 22200 | 1 | HRCU-A-CB |  |  | 238 | 737 | Yes
5545348 | Active | Systems | SMARTCOMFORT TXT+ R410A HP | TEMPSTAR | TCH936GKA2* |  | EA*4X42*21A* | NOMV106D12* | 35000 | 13 | 16.7 | 36000 | 8.5 | 22200 | 1 | HRCU-A-CB |  |  | 248 | 781 | Yes
5545349 | Active | Systems | SMARTCOMFORT TXT+ R410A HP | TEMPSTAR | TCH936GKA2* |  | EA*4X42*21A* | NOMV156E19* | 35800 | 13 | 17 | 36400 | 8.5 | 22800 | 1 | HRCU-A-CB |  |  | 249 | 781 | Yes
5691635 | Active | Systems | SMARTCOMFORT TXT+ R410A HP | TEMPSTAR | TCH936GKA2* |  | EA*4X42*21A* | OLV098A12* | 35000 | 12.7 | 16.7 | 36000 | 8.5 | 22600 | 1 | HRCU-A-CB |  |  | 248 | 781 | Yes
5545393 | Active | Systems | SMARTCOMFORT TXT+ R410A HP | TEMPSTAR | TCH936GKA2* |  | EA*4X42*21A* | OLV112A16A | 35800 | 12.5 | 17 | 37000 | 9.2 | 23400 | 1 | HRCU-A-CB |  |  | 249 | 721 | Yes
5691629 | Active | Systems | SMARTCOMFORT TXT+ R410A HP | TEMPSTAR | TCH936GKA2* |  | EA*4X42*21A* | OMV098J12* | 35000 | 12.5 | 17.2 | 36000 | 9 | 22600 | 1 | HRCU-A-CB |  |  | 241 | 737 | Yes
5545392 | Active | Systems | SMARTCOMFORT TXT+ R410A HP | TEMPSTAR | TCH936GKA2* |  | EA*4X42*21A* | OMV112K14A | 35800 | 12.5 | 17.2 | 36800 | 9.2 | 23000 | 1 | HRCU-A-CB |  |  | 246 | 721 | Yes
5545473 | Active | Systems | SMARTCOMFORT TXT+ R410A HP | TEMPSTAR | TCH936GKA2* |  | EA*4X42*21A*+WALLCON | *8MV*0901716** | 35800 | 13.2 | 17.7 | 36000 | 9.5 | 22600 | 1 | HRCU-A-CB |  |  | 239 | 699 | Yes
5545474 | Active | Systems | SMARTCOMFORT TXT+ R410A HP | TEMPSTAR | TCH936GKA2* |  | EA*4X42*21A*+WALLCON | *8MV*1102120** | 35800 | 13.2 | 17.7 | 36000 | 9.5 | 22400 | 1 | HRCU-A-CB |  |  | 239 | 699 | Yes
5545545 | Active | Systems | SMARTCOMFORT TXT+ R410A HP | TEMPSTAR | TCH936GKA2* |  | EA*4X42*21A*+WALLCON | *9MA*0601714A** | 35400 | 12.5 | 17 | 36800 | 9 | 23400 | 1 | HRCU-A-CB |  |  | 247 | 737 | Yes
5545546 | Active | Systems | SMARTCOMFORT TXT+ R410A HP | TEMPSTAR | TCH936GKA2* |  | EA*4X42*21A*+WALLCON | *9MA*0801714A** | 35400 | 12.7 | 17.2 | 36800 | 9 | 23200 | 1 | HRCU-A-CB |  |  | 244 | 737 | Yes
5545299 | Active | Systems | SMARTCOMFORT TXT+ R410A HP | TEMPSTAR | TCH936GKA2* |  | EA*4X42*24A* | *8MX*0902116** | 36000 | 13 | 17.5 | 36600 | 9.5 | 22800 | 1 | HRCU-A-CB |  |  | 244 | 699 | Yes
5545301 | Active | Systems | SMARTCOMFORT TXT+ R410A HP | TEMPSTAR | TCH936GKA2* |  | EA*4X42*24A* | *8MX*1102120** | 36200 | 13.2 | 17.5 | 36600 | 9.5 | 22800 | 1 | HRCU-A-CB |  |  | 245 | 699 | Yes
5545657 | Active | Systems | SMARTCOMFORT TXT+ R410A HP | TEMPSTAR | TCH936GKA2* |  | EA*4X42*24A* | *9MV*0802120A** | 35400 | 13.5 | 17.5 | 35600 | 9 | 22000 | 1 | HRCU-A-CB |  |  | 240 | 737 | Yes
5545658 | Active | Systems | SMARTCOMFORT TXT+ R410A HP | TEMPSTAR | TCH936GKA2* |  | EA*4X42*24A* | *9MV*1002120A** | 35400 | 13.5 | 17.5 | 35600 | 9 | 21800 | 1 | HRCU-A-CB |  |  | 240 | 737 | Yes
5545659 | Active | Systems | SMARTCOMFORT TXT+ R410A HP | TEMPSTAR | TCH936GKA2* |  | EA*4X42*24A* | *9MV*1202422A** | 35600 | 13.5 | 17.7 | 35800 | 9 | 22000 | 1 | HRCU-A-CB |  |  | 238 | 737 | Yes
5545730 | Active | Systems | SMARTCOMFORT TXT+ R410A HP | TEMPSTAR | TCH936GKA2* |  | EA*4X42*24A* | MV16**21C* | 36200 | 13.7 | 18 | 36000 | 9 | 22200 | 1 | HRCU-A-CB |  |  | 238 | 737 | Yes
5545731 | Active | Systems | SMARTCOMFORT TXT+ R410A HP | TEMPSTAR | TCH936GKA2* |  | EA*4X42*24A* | MV20**24C* | 36000 | 13.7 | 18 | 36000 | 9 | 22200 | 1 | HRCU-A-CB |  |  | 237 | 737 | Yes
5545351 | Active | Systems | SMARTCOMFORT TXT+ R410A HP | TEMPSTAR | TCH936GKA2* |  | EA*4X42*24A* | NOMV156E19* | 35800 | 13 | 17 | 36400 | 8.5 | 22800 | 1 | HRCU-A-CB |  |  | 249 | 781 | Yes
5545394 | Active | Systems | SMARTCOMFORT TXT+ R410A HP | TEMPSTAR | TCH936GKA2* |  | EA*4X42*24A* | OLV112A16A | 35800 | 12.5 | 17 | 37000 | 9.2 | 23400 | 1 | HRCU-A-CB |  |  | 249 | 721 | Yes
5545638 | Active | Systems | SMARTCOMFORT TXT+ R410A HP | TEMPSTAR | TCH936GKA2* |  | EA*4X42*24A* | OMV154L20A | 35400 | 13.2 | 17.7 | 36000 | 9.2 | 22200 | 1 | HRCU-A-CB |  |  | 237 | 721 | Yes
5545475 | Active | Systems | SMARTCOMFORT TXT+ R410A HP | TEMPSTAR | TCH936GKA2* |  | EA*4X42*24A*+WALLCON | *8MV*1102120** | 35800 | 13.2 | 17.7 | 36000 | 9.5 | 22400 | 1 | HRCU-A-CB |  |  | 239 | 699 | Yes
5545476 | Active | Systems | SMARTCOMFORT TXT+ R410A HP | TEMPSTAR | TCH936GKA2* |  | EA*4X42*24A*+WALLCON | *8MV*1352422** | 35800 | 13.5 | 18 | 36000 | 9.5 | 22400 | 1 | HRCU-A-CB |  |  | 235 | 699 | Yes
5545547 | Active | Systems | SMARTCOMFORT TXT+ R410A HP | TEMPSTAR | TCH936GKA2* |  | EA*4X42*24A*+WALLCON | *9MA*1202422A** | 35800 | 13.2 | 17.7 | 36600 | 9.2 | 22800 | 1 | HRCU-A-CB |  |  | 239 | 721 | Yes
5545302 | Active | Systems | SMARTCOMFORT TXT+ R410A HP | TEMPSTAR | TCH936GKA2* |  | EA*4X48*17A* | *8MX*0451408** | 35800 | 12.5 | 17.5 | 37000 | 9 | 23200 | 1 | HRCU-A-CB |  |  | 242 | 737 | Yes
5545303 | Active | Systems | SMARTCOMFORT TXT+ R410A HP | TEMPSTAR | TCH936GKA2* |  | EA*4X48*17A* | *8MX*0701716** | 36400 | 12.5 | 17.2 | 37600 | 9.5 | 23600 | 1 | HRCU-A-CB |  |  | 251 | 798 | Yes
5545661 | Active | Systems | SMARTCOMFORT TXT+ R410A HP | TEMPSTAR | TCH936GKA2* |  | EA*4X48*17A* | *9MV*0601714A** | 36000 | 13.2 | 17.2 | 36000 | 9 | 22400 | 1 | HRCU-A-CB |  |  | 248 | 737 | Yes
5545662 | Active | Systems | SMARTCOMFORT TXT+ R410A HP | TEMPSTAR | TCH936GKA2* |  | EA*4X48*17A* | *9MV*0801716A** | 36000 | 13.5 | 17.5 | 36000 | 9 | 22400 | 1 | HRCU-A-CB |  |  | 244 | 737 | Yes
5545596 | Active | Systems | SMARTCOMFORT TXT+ R410A HP | TEMPSTAR | TCH936GKA2* |  | EA*4X48*17A* | *9MX*0601714A** | 36000 | 13 | 17.5 | 36800 | 9 | 22800 | 1 | HRCU-A-CB |  |  | 244 | 737 | Yes
5545598 | Active | Systems | SMARTCOMFORT TXT+ R410A HP | TEMPSTAR | TCH936GKA2* |  | EA*4X48*17A* | *9MX*0801716A** | 36000 | 13 | 17.2 | 36600 | 9.2 | 22800 | 1 | HRCU-A-CB |  |  | 248 | 721 | Yes
5545732 | Active | Systems | SMARTCOMFORT TXT+ R410A HP | TEMPSTAR | TCH936GKA2* |  | EA*4X48*17A* | MV08**14C* | 36600 | 13.7 | 18 | 36400 | 9 | 22400 | 1 | HRCU-A-CB |  |  | 241 | 737 | Yes
5545734 | Active | Systems | SMARTCOMFORT TXT+ R410A HP | TEMPSTAR | TCH936GKA2* |  | EA*4X48*17A* | MV12**17C* | 36800 | 13.7 | 18.2 | 36400 | 9 | 22600 | 1 | HRCU-A-CB |  |  | 239 | 737 | Yes
5545352 | Active | Systems | SMARTCOMFORT TXT+ R410A HP | TEMPSTAR | TCH936GKA2* |  | EA*4X48*17A* | NOMV106D12* | 35600 | 13.2 | 17.2 | 36000 | 8.5 | 22400 | 1 | HRCU-A-CB |  |  | 245 | 781 | Yes
5691647 | Active | Systems | SMARTCOMFORT TXT+ R410A HP | TEMPSTAR | TCH936GKA2* |  | EA*4X48*17A* | OLV098A12* | 35800 | 12.7 | 17.2 | 36600 | 8.5 | 22800 | 1 | HRCU-A-CB |  |  | 246 | 781 | Yes
5691641 | Active | Systems | SMARTCOMFORT TXT+ R410A HP | TEMPSTAR | TCH936GKA2* |  | EA*4X48*17A* | OMV098J12* | 35800 | 12.7 | 17.5 | 36800 | 9 | 22800 | 1 | HRCU-A-CB |  |  | 242 | 737 | Yes
5545398 | Active | Systems | SMARTCOMFORT TXT+ R410A HP | TEMPSTAR | TCH936GKA2* |  | EA*4X48*17A* | OMV112K14A | 36600 | 12.7 | 17.5 | 37600 | 9.5 | 23400 | 1 | HRCU-A-CB |  |  | 248 | 798 | Yes
5545478 | Active | Systems | SMARTCOMFORT TXT+ R410A HP | TEMPSTAR | TCH936GKA2* |  | EA*4X48*17A*+WALLCON | *8MV*0701412** | 36400 | 13 | 17.7 | 37000 | 9.5 | 23000 | 1 | HRCU-A-CB |  |  | 243 | 699 | Yes
5545479 | Active | Systems | SMARTCOMFORT TXT+ R410A HP | TEMPSTAR | TCH936GKA2* |  | EA*4X48*17A*+WALLCON | *8MV*0901716** | 36600 | 13.5 | 18.2 | 36800 | 9.5 | 22800 | 1 | HRCU-A-CB |  |  | 238 | 699 | Yes
5545549 | Active | Systems | SMARTCOMFORT TXT+ R410A HP | TEMPSTAR | TCH936GKA2* |  | EA*4X48*17A*+WALLCON | *9MA*0601714A** | 36000 | 12.5 | 17.2 | 37400 | 9.2 | 23600 | 1 | HRCU-A-CB |  |  | 248 | 721 | Yes
5545550 | Active | Systems | SMARTCOMFORT TXT+ R410A HP | TEMPSTAR | TCH936GKA2* |  | EA*4X48*17A*+WALLCON | *9MA*0801714A** | 36200 | 13 | 17.5 | 37600 | 9.5 | 23400 | 1 | HRCU-A-CB |  |  | 245 | 798 | Yes
5545304 | Active | Systems | SMARTCOMFORT TXT+ R410A HP | TEMPSTAR | TCH936GKA2* |  | EA*4X48*21A* | *8MX*0701716** | 36200 | 12.5 | 17 | 37600 | 9.2 | 23600 | 1 | HRCU-A-CB |  |  | 252 | 824 | Yes
5545305 | Active | Systems | SMARTCOMFORT TXT+ R410A HP | TEMPSTAR | TCH936GKA2* |  | EA*4X48*21A* | *8MX*0902116** | 36600 | 13.2 | 17.7 | 37000 | 9.5 | 23000 | 1 | HRCU-A-CB |  |  | 245 | 699 | Yes
5545307 | Active | Systems | SMARTCOMFORT TXT+ R410A HP | TEMPSTAR | TCH936GKA2* |  | EA*4X48*21A* | *8MX*1102120** | 36600 | 13.5 | 17.7 | 37000 | 9.5 | 23000 | 1 | HRCU-A-CB |  |  | 245 | 699 | Yes
5545663 | Active | Systems | SMARTCOMFORT TXT+ R410A HP | TEMPSTAR | TCH936GKA2* |  | EA*4X48*21A* | *9MV*0601714A** | 35600 | 13.2 | 17.2 | 36000 | 9 | 22400 | 1 | HRCU-A-CB |  |  | 245 | 737 | Yes
5545664 | Active | Systems | SMARTCOMFORT TXT+ R410A HP | TEMPSTAR | TCH936GKA2* |  | EA*4X48*21A* | *9MV*0801716A** | 35800 | 13.2 | 17.5 | 36000 | 9 | 22400 | 1 | HRCU-A-CB |  |  | 242 | 737 | Yes
5545665 | Active | Systems | SMARTCOMFORT TXT+ R410A HP | TEMPSTAR | TCH936GKA2* |  | EA*4X48*21A* | *9MV*0802120A** | 35800 | 13.5 | 17.7 | 35800 | 9 | 22000 | 1 | HRCU-A-CB |  |  | 239 | 737 | Yes
5545666 | Active | Systems | SMARTCOMFORT TXT+ R410A HP | TEMPSTAR | TCH936GKA2* |  | EA*4X48*21A* | *9MV*1002120A** | 35600 | 13.5 | 17.7 | 35800 | 9 | 22000 | 1 | HRCU-A-CB |  |  | 238 | 737 | Yes
5545600 | Active | Systems | SMARTCOMFORT TXT+ R410A HP | TEMPSTAR | TCH936GKA2* |  | EA*4X48*21A* | *9MX*0601714A** | 35600 | 13 | 17.5 | 36600 | 9 | 22800 | 1 | HRCU-A-CB |  |  | 241 | 737 | Yes
5545601 | Active | Systems | SMARTCOMFORT TXT+ R410A HP | TEMPSTAR | TCH936GKA2* |  | EA*4X48*21A* | *9MX*0801716A** | 35600 | 13 | 17.2 | 36400 | 9.5 | 22600 | 1 | HRCU-A-CB |  |  | 245 | 699 | Yes
5545735 | Active | Systems | SMARTCOMFORT TXT+ R410A HP | TEMPSTAR | TCH936GKA2* |  | EA*4X48*21A* | MV12**17C* | 36600 | 13.7 | 18 | 36400 | 9 | 22400 | 1 | HRCU-A-CB |  |  | 241 | 737 | Yes
5545736 | Active | Systems | SMARTCOMFORT TXT+ R410A HP | TEMPSTAR | TCH936GKA2* |  | EA*4X48*21A* | MV16**21C* | 36600 | 13.7 | 18.2 | 36000 | 9 | 22400 | 1 | HRCU-A-CB |  |  | 238 | 737 | Yes
5545353 | Active | Systems | SMARTCOMFORT TXT+ R410A HP | TEMPSTAR | TCH936GKA2* |  | EA*4X48*21A* | NOMV106D12* | 35400 | 13 | 17 | 36000 | 8.5 | 22400 | 1 | HRCU-A-CB |  |  | 247 | 781 | Yes
5545354 | Active | Systems | SMARTCOMFORT TXT+ R410A HP | TEMPSTAR | TCH936GKA2* |  | EA*4X48*21A* | NOMV156E19* | 36400 | 13.2 | 17.2 | 36800 | 9 | 23000 | 1 | HRCU-A-CB |  |  | 251 | 737 | Yes
5691663 | Active | Systems | SMARTCOMFORT TXT+ R410A HP | TEMPSTAR | TCH936GKA2* |  | EA*4X48*21A* | OLV098A12* | 35400 | 12.7 | 17 | 36400 | 8.5 | 22600 | 1 | HRCU-A-CB |  |  | 247 | 781 | Yes
5545403 | Active | Systems | SMARTCOMFORT TXT+ R410A HP | TEMPSTAR | TCH936GKA2* |  | EA*4X48*21A* | OLV112A16A | 36400 | 12.5 | 17.2 | 37600 | 9.5 | 23600 | 1 | HRCU-A-CB |  |  | 251 | 798 | Yes
5691651 | Active | Systems | SMARTCOMFORT TXT+ R410A HP | TEMPSTAR | TCH936GKA2* |  | EA*4X48*21A* | OMV098J12* | 35600 | 12.7 | 17.5 | 36600 | 9 | 22800 | 1 | HRCU-A-CB |  |  | 241 | 737 | Yes
5545401 | Active | Systems | SMARTCOMFORT TXT+ R410A HP | TEMPSTAR | TCH936GKA2* |  | EA*4X48*21A* | OMV112K14A | 36200 | 12.7 | 17.5 | 37000 | 9.5 | 23200 | 1 | HRCU-A-CB |  |  | 245 | 699 | Yes
5545480 | Active | Systems | SMARTCOMFORT TXT+ R410A HP | TEMPSTAR | TCH936GKA2* |  | EA*4X48*21A*+WALLCON | *8MV*0901716** | 36200 | 13.5 | 18 | 36600 | 9.5 | 22600 | 1 | HRCU-A-CB |  |  | 238 | 699 | Yes
5545481 | Active | Systems | SMARTCOMFORT TXT+ R410A HP | TEMPSTAR | TCH936GKA2* |  | EA*4X48*21A*+WALLCON | *8MV*1102120** | 36200 | 13.5 | 18 | 36600 | 9.5 | 22600 | 1 | HRCU-A-CB |  |  | 238 | 699 | Yes
5545551 | Active | Systems | SMARTCOMFORT TXT+ R410A HP | TEMPSTAR | TCH936GKA2* |  | EA*4X48*21A*+WALLCON | *9MA*0601714A** | 35800 | 12.5 | 17.2 | 37200 | 9.2 | 23600 | 1 | HRCU-A-CB |  |  | 246 | 721 | Yes
5545552 | Active | Systems | SMARTCOMFORT TXT+ R410A HP | TEMPSTAR | TCH936GKA2* |  | EA*4X48*21A*+WALLCON | *9MA*0801714A** | 36000 | 12.7 | 17.5 | 37400 | 9.5 | 23400 | 1 | HRCU-A-CB |  |  | 244 | 699 | Yes
5545308 | Active | Systems | SMARTCOMFORT TXT+ R410A HP | TEMPSTAR | TCH936GKA2* |  | EA*4X48*24A* | *8MX*0902116** | 36600 | 13.2 | 17.7 | 37000 | 9.5 | 23000 | 1 | HRCU-A-CB |  |  | 245 | 699 | Yes
5545309 | Active | Systems | SMARTCOMFORT TXT+ R410A HP | TEMPSTAR | TCH936GKA2* |  | EA*4X48*24A* | *8MX*1102120** | 36800 | 13.5 | 17.7 | 37000 | 9.5 | 23000 | 1 | HRCU-A-CB |  |  | 246 | 699 | Yes
5545667 | Active | Systems | SMARTCOMFORT TXT+ R410A HP | TEMPSTAR | TCH936GKA2* |  | EA*4X48*24A* | *9MV*0802120A** | 35800 | 13.7 | 17.7 | 36000 | 9 | 22000 | 1 | HRCU-A-CB |  |  | 239 | 737 | Yes
5545669 | Active | Systems | SMARTCOMFORT TXT+ R410A HP | TEMPSTAR | TCH936GKA2* |  | EA*4X48*24A* | *9MV*1002120A** | 35800 | 13.7 | 17.7 | 35800 | 9 | 22000 | 1 | HRCU-A-CB |  |  | 239 | 737 | Yes
5545670 | Active | Systems | SMARTCOMFORT TXT+ R410A HP | TEMPSTAR | TCH936GKA2* |  | EA*4X48*24A* | *9MV*1202422A** | 36000 | 13.7 | 18 | 36000 | 9.5 | 22200 | 1 | HRCU-A-CB |  |  | 237 | 699 | Yes
5545737 | Active | Systems | SMARTCOMFORT TXT+ R410A HP | TEMPSTAR | TCH936GKA2* |  | EA*4X48*24A* | MV16**21C* | 36600 | 13.7 | 18.2 | 36000 | 9 | 22400 | 1 | HRCU-A-CB |  |  | 238 | 737 | Yes
5545738 | Active | Systems | SMARTCOMFORT TXT+ R410A HP | TEMPSTAR | TCH936GKA2* |  | EA*4X48*24A* | MV20**24C* | 36400 | 13.7 | 18.2 | 36000 | 9 | 22200 | 1 | HRCU-A-CB |  |  | 237 | 737 | Yes
5545355 | Active | Systems | SMARTCOMFORT TXT+ R410A HP | TEMPSTAR | TCH936GKA2* |  | EA*4X48*24A* | NOMV156E19* | 36400 | 13.2 | 17.2 | 36800 | 9 | 22800 | 1 | HRCU-A-CB |  |  | 251 | 737 | Yes
5545461 | Active | Systems | SMARTCOMFORT TXT+ R410A HP | TEMPSTAR | TCH936GKA2* |  | EA*4X48*24A* | OLV112A16A | 36400 | 12.5 | 17.2 | 37400 | 9.5 | 23600 | 1 | HRCU-A-CB |  |  | 251 | 699 | Yes
5545639 | Active | Systems | SMARTCOMFORT TXT+ R410A HP | TEMPSTAR | TCH936GKA2* |  | EA*4X48*24A* | OMV154L20A | 35800 | 13.5 | 18 | 36000 | 9.5 | 22400 | 1 | HRCU-A-CB |  |  | 235 | 699 | Yes
5545482 | Active | Systems | SMARTCOMFORT TXT+ R410A HP | TEMPSTAR | TCH936GKA2* |  | EA*4X48*24A*+WALLCON | *8MV*1102120** | 36400 | 13.5 | 18.2 | 36600 | 9.5 | 22600 | 1 | HRCU-A-CB |  |  | 237 | 699 | Yes
5545483 | Active | Systems | SMARTCOMFORT TXT+ R410A HP | TEMPSTAR | TCH936GKA2* |  | EA*4X48*24A*+WALLCON | *8MV*1352422** | 36400 | 13.5 | 18.2 | 36400 | 9.5 | 22600 | 1 | HRCU-A-CB |  |  | 237 | 699 | Yes
5545553 | Active | Systems | SMARTCOMFORT TXT+ R410A HP | TEMPSTAR | TCH936GKA2* |  | EA*4X48*24A*+WALLCON | *9MA*1202422A** | 36200 | 13.2 | 17.7 | 37000 | 9.5 | 23000 | 1 | HRCU-A-CB |  |  | 242 | 699 | Yes
5545334 | Active | Systems | SMARTCOMFORT TXT+ R410A HP | TEMPSTAR | TCH936GKA2* |  | EHD4X36A** | *8MX*0451408** | 35600 | 12.5 | 17.2 | 36800 | 9 | 23000 | 1 | HRCU-A-CB |  |  | 245 | 737 | Yes
5545537 | Active | Systems | SMARTCOMFORT TXT+ R410A HP | TEMPSTAR | TCH936GKA2* |  | EHD4X36A** | *8MX*0701716** | 35600 | 13 | 17 | 36400 | 9.2 | 22800 | 1 | HRCU-A-CB |  |  | 248 | 721 | Yes
5545335 | Active | Systems | SMARTCOMFORT TXT+ R410A HP | TEMPSTAR | TCH936GKA2* |  | EHD4X36A** | *8MX*0902116** | 36400 | 13.2 | 17.5 | 36800 | 9.5 | 23000 | 1 | HRCU-A-CB |  |  | 246 | 699 | Yes
5545336 | Active | Systems | SMARTCOMFORT TXT+ R410A HP | TEMPSTAR | TCH936GKA2* |  | EHD4X36A** | *8MX*1102120** | 36400 | 13.2 | 17.5 | 36800 | 9.5 | 22800 | 1 | HRCU-A-CB |  |  | 246 | 699 | Yes
5545705 | Active | Systems | SMARTCOMFORT TXT+ R410A HP | TEMPSTAR | TCH936GKA2* |  | EHD4X36A** | *9MV*0601714A** | 35600 | 13.2 | 17.2 | 36000 | 9 | 22400 | 1 | HRCU-A-CB |  |  | 245 | 737 | Yes
5545706 | Active | Systems | SMARTCOMFORT TXT+ R410A HP | TEMPSTAR | TCH936GKA2* |  | EHD4X36A** | *9MV*0801716A** | 35800 | 13.2 | 17.2 | 36000 | 9 | 22200 | 1 | HRCU-A-CB |  |  | 246 | 737 | Yes
5545707 | Active | Systems | SMARTCOMFORT TXT+ R410A HP | TEMPSTAR | TCH936GKA2* |  | EHD4X36A** | *9MV*0802120A** | 35600 | 13.5 | 17.7 | 35800 | 9 | 22000 | 1 | HRCU-A-CB |  |  | 238 | 737 | Yes
5545708 | Active | Systems | SMARTCOMFORT TXT+ R410A HP | TEMPSTAR | TCH936GKA2* |  | EHD4X36A** | *9MV*1002120A** | 35600 | 13.5 | 17.7 | 35600 | 9 | 22000 | 1 | HRCU-A-CB |  |  | 238 | 737 | Yes
5545709 | Active | Systems | SMARTCOMFORT TXT+ R410A HP | TEMPSTAR | TCH936GKA2* |  | EHD4X36A** | *9MV*1202422A** | 35800 | 13.5 | 17.7 | 35800 | 9 | 22000 | 1 | HRCU-A-CB |  |  | 239 | 737 | Yes
5545621 | Active | Systems | SMARTCOMFORT TXT+ R410A HP | TEMPSTAR | TCH936GKA2* |  | EHD4X36A** | *9MX*0601714A** | 35600 | 13 | 17.2 | 36400 | 9 | 22800 | 1 | HRCU-A-CB |  |  | 245 | 737 | Yes
5545622 | Active | Systems | SMARTCOMFORT TXT+ R410A HP | TEMPSTAR | TCH936GKA2* |  | EHD4X36A** | *9MX*0801716A** | 35600 | 13 | 17 | 36400 | 9.2 | 22600 | 1 | HRCU-A-CB |  |  | 248 | 721 | Yes
5545760 | Active | Systems | SMARTCOMFORT TXT+ R410A HP | TEMPSTAR | TCH936GKA2* |  | EHD4X36A** | MV08**14C* | 36400 | 13.5 | 17.7 | 36000 | 9 | 22400 | 1 | HRCU-A-CB |  |  | 243 | 737 | Yes
5545761 | Active | Systems | SMARTCOMFORT TXT+ R410A HP | TEMPSTAR | TCH936GKA2* |  | EHD4X36A** | MV12**17C* | 36600 | 13.7 | 18 | 36000 | 9 | 22400 | 1 | HRCU-A-CB |  |  | 241 | 737 | Yes
5545763 | Active | Systems | SMARTCOMFORT TXT+ R410A HP | TEMPSTAR | TCH936GKA2* |  | EHD4X36A** | MV16**21C* | 36600 | 13.7 | 18 | 36000 | 9 | 22400 | 1 | HRCU-A-CB |  |  | 241 | 737 | Yes
5545764 | Active | Systems | SMARTCOMFORT TXT+ R410A HP | TEMPSTAR | TCH936GKA2* |  | EHD4X36A** | MV20**24C* | 36400 | 13.7 | 18 | 36000 | 9 | 22400 | 1 | HRCU-A-CB |  |  | 239 | 737 | Yes
5545374 | Active | Systems | SMARTCOMFORT TXT+ R410A HP | TEMPSTAR | TCH936GKA2* |  | EHD4X36A** | NOMV106D12* | 35400 | 13 | 17 | 36000 | 8.5 | 22400 | 1 | HRCU-A-CB |  |  | 247 | 781 | Yes
5545375 | Active | Systems | SMARTCOMFORT TXT+ R410A HP | TEMPSTAR | TCH936GKA2* |  | EHD4X36A** | NOMV156E19* | 36400 | 13 | 17.2 | 36800 | 8.5 | 23000 | 1 | HRCU-A-CB |  |  | 251 | 781 | Yes
5691784 | Active | Systems | SMARTCOMFORT TXT+ R410A HP | TEMPSTAR | TCH936GKA2* |  | EHD4X36A** | OLV098A12* | 35400 | 12.7 | 17 | 36400 | 8.5 | 22800 | 1 | HRCU-A-CB |  |  | 247 | 781 | Yes
5545447 | Active | Systems | SMARTCOMFORT TXT+ R410A HP | TEMPSTAR | TCH936GKA2* |  | EHD4X36A** | OLV112A16A | 36400 | 12.5 | 17 | 37400 | 9.5 | 23600 | 1 | HRCU-A-CB |  |  | 254 | 699 | Yes
5545449 | Active | Systems | SMARTCOMFORT TXT+ R410A HP | TEMPSTAR | TCH936GKA2* |  | EHD4X36A** | OLV154F20A | 36800 | 13.2 | 17.7 | 37000 | 9.5 | 23000 | 1 | HRCU-A-CB |  |  | 246 | 699 | Yes
5691780 | Active | Systems | SMARTCOMFORT TXT+ R410A HP | TEMPSTAR | TCH936GKA2* |  | EHD4X36A** | OMV098J12* | 35600 | 12.7 | 17.2 | 36600 | 9 | 22800 | 1 | HRCU-A-CB |  |  | 245 | 737 | Yes
5545446 | Active | Systems | SMARTCOMFORT TXT+ R410A HP | TEMPSTAR | TCH936GKA2* |  | EHD4X36A** | OMV112K14A | 36200 | 12.5 | 17.2 | 37000 | 9.5 | 23400 | 1 | HRCU-A-CB |  |  | 249 | 699 | Yes
5545642 | Active | Systems | SMARTCOMFORT TXT+ R410A HP | TEMPSTAR | TCH936GKA2* |  | EHD4X36A** | OMV154L20A | 35800 | 13.5 | 18 | 36000 | 9.5 | 22400 | 1 | HRCU-A-CB |  |  | 235 | 699 | Yes
5545512 | Active | Systems | SMARTCOMFORT TXT+ R410A HP | TEMPSTAR | TCH936GKA2* |  | EHD4X36A**+WALLCON | *8MV*0701412** | 36000 | 13 | 17.7 | 36800 | 9.2 | 23000 | 1 | HRCU-A-CB |  |  | 241 | 721 | Yes
5545513 | Active | Systems | SMARTCOMFORT TXT+ R410A HP | TEMPSTAR | TCH936GKA2* |  | EHD4X36A**+WALLCON | *8MV*0901716** | 36200 | 13.2 | 18 | 36600 | 9.5 | 22800 | 1 | HRCU-A-CB |  |  | 238 | 699 | Yes
5545514 | Active | Systems | SMARTCOMFORT TXT+ R410A HP | TEMPSTAR | TCH936GKA2* |  | EHD4X36A**+WALLCON | *8MV*1102120** | 36200 | 13.5 | 18 | 36600 | 9.5 | 22600 | 1 | HRCU-A-CB |  |  | 238 | 699 | Yes
5545515 | Active | Systems | SMARTCOMFORT TXT+ R410A HP | TEMPSTAR | TCH936GKA2* |  | EHD4X36A**+WALLCON | *8MV*1352422** | 36400 | 13.5 | 18 | 36400 | 9.5 | 22600 | 1 | HRCU-A-CB |  |  | 239 | 699 | Yes
5545577 | Active | Systems | SMARTCOMFORT TXT+ R410A HP | TEMPSTAR | TCH936GKA2* |  | EHD4X36A**+WALLCON | *9MA*0601714A** | 35800 | 12.5 | 17 | 37000 | 9 | 23600 | 1 | HRCU-A-CB |  |  | 249 | 737 | Yes
5545635 | Active | Systems | SMARTCOMFORT TXT+ R410A HP | TEMPSTAR | TCH936GKA2* |  | EHD4X36A**+WALLCON | *9MA*0602120A** | 36000 | 13.2 | 16.7 | 36400 | 9 | 23400 | 1 | HRCU-A-CB |  |  | 255 | 737 | Yes
5545579 | Active | Systems | SMARTCOMFORT TXT+ R410A HP | TEMPSTAR | TCH936GKA2* |  | EHD4X36A**+WALLCON | *9MA*0801714A** | 36000 | 12.7 | 17.2 | 37200 | 9.2 | 23400 | 1 | HRCU-A-CB |  |  | 248 | 721 | Yes
5545636 | Active | Systems | SMARTCOMFORT TXT+ R410A HP | TEMPSTAR | TCH936GKA2* |  | EHD4X36A**+WALLCON | *9MA*0802120A** | 36200 | 13.2 | 17.2 | 36200 | 9 | 23000 | 1 | HRCU-A-CB |  |  | 249 | 737 | Yes
5545637 | Active | Systems | SMARTCOMFORT TXT+ R410A HP | TEMPSTAR | TCH936GKA2* |  | EHD4X36A**+WALLCON | *9MA*1002122A** | 36200 | 13.2 | 17.2 | 36200 | 9 | 23000 | 1 | HRCU-A-CB |  |  | 249 | 737 | Yes
5545580 | Active | Systems | SMARTCOMFORT TXT+ R410A HP | TEMPSTAR | TCH936GKA2* |  | EHD4X36A**+WALLCON | *9MA*1202422A** | 36200 | 13.2 | 17.7 | 37000 | 9.5 | 23000 | 1 | HRCU-A-CB |  |  | 242 | 699 | Yes
5545337 | Active | Systems | SMARTCOMFORT TXT+ R410A HP | TEMPSTAR | TCH936GKA2* |  | EHD4X42A** | *8MX*0451408** | 35800 | 12.5 | 17.2 | 37000 | 9 | 23000 | 1 | HRCU-A-CB |  |  | 246 | 737 | Yes
5545538 | Active | Systems | SMARTCOMFORT TXT+ R410A HP | TEMPSTAR | TCH936GKA2* |  | EHD4X42A** | *8MX*0701716** | 36000 | 13 | 17.2 | 36600 | 9.2 | 22800 | 1 | HRCU-A-CB |  |  | 248 | 721 | Yes
5545338 | Active | Systems | SMARTCOMFORT TXT+ R410A HP | TEMPSTAR | TCH936GKA2* |  | EHD4X42A** | *8MX*0902116** | 36800 | 13.2 | 17.7 | 37000 | 9.5 | 23000 | 1 | HRCU-A-CB |  |  | 246 | 699 | Yes
5545340 | Active | Systems | SMARTCOMFORT TXT+ R410A HP | TEMPSTAR | TCH936GKA2* |  | EHD4X42A** | *8MX*1102120** | 36800 | 13.5 | 17.7 | 37000 | 9.5 | 23000 | 1 | HRCU-A-CB |  |  | 246 | 699 | Yes
5545710 | Active | Systems | SMARTCOMFORT TXT+ R410A HP | TEMPSTAR | TCH936GKA2* |  | EHD4X42A** | *9MV*0601714A** | 36000 | 13.2 | 17.2 | 36000 | 9 | 22400 | 1 | HRCU-A-CB |  |  | 248 | 737 | Yes
5545712 | Active | Systems | SMARTCOMFORT TXT+ R410A HP | TEMPSTAR | TCH936GKA2* |  | EHD4X42A** | *9MV*0801716A** | 36200 | 13.5 | 17.5 | 36000 | 9 | 22400 | 1 | HRCU-A-CB |  |  | 245 | 737 | Yes
5545713 | Active | Systems | SMARTCOMFORT TXT+ R410A HP | TEMPSTAR | TCH936GKA2* |  | EHD4X42A** | *9MV*0802120A** | 36000 | 13.7 | 17.7 | 35800 | 9 | 22000 | 1 | HRCU-A-CB |  |  | 241 | 737 | Yes
5545714 | Active | Systems | SMARTCOMFORT TXT+ R410A HP | TEMPSTAR | TCH936GKA2* |  | EHD4X42A** | *9MV*1002120A** | 35800 | 13.7 | 17.7 | 35800 | 9 | 22000 | 1 | HRCU-A-CB |  |  | 239 | 737 | Yes
5545715 | Active | Systems | SMARTCOMFORT TXT+ R410A HP | TEMPSTAR | TCH936GKA2* |  | EHD4X42A** | *9MV*1202422A** | 36000 | 13.7 | 18 | 36000 | 9.5 | 22200 | 1 | HRCU-A-CB |  |  | 237 | 699 | Yes
5545623 | Active | Systems | SMARTCOMFORT TXT+ R410A HP | TEMPSTAR | TCH936GKA2* |  | EHD4X42A** | *9MX*0601714A** | 36000 | 13 | 17.5 | 36600 | 9 | 22800 | 1 | HRCU-A-CB |  |  | 244 | 737 | Yes
5545625 | Active | Systems | SMARTCOMFORT TXT+ R410A HP | TEMPSTAR | TCH936GKA2* |  | EHD4X42A** | *9MX*0801716A** | 35800 | 13 | 17.2 | 36400 | 9.5 | 22600 | 1 | HRCU-A-CB |  |  | 246 | 699 | Yes
5545765 | Active | Systems | SMARTCOMFORT TXT+ R410A HP | TEMPSTAR | TCH936GKA2* |  | EHD4X42A** | MV08**14C* | 36600 | 13.7 | 18 | 36000 | 9 | 22400 | 1 | HRCU-A-CB |  |  | 241 | 737 | Yes
5545766 | Active | Systems | SMARTCOMFORT TXT+ R410A HP | TEMPSTAR | TCH936GKA2* |  | EHD4X42A** | MV12**17C* | 36800 | 13.7 | 18 | 36400 | 9 | 22400 | 1 | HRCU-A-CB |  |  | 242 | 737 | Yes
5545767 | Active | Systems | SMARTCOMFORT TXT+ R410A HP | TEMPSTAR | TCH936GKA2* |  | EHD4X42A** | MV16**21C* | 36800 | 13.7 | 18.2 | 36000 | 9 | 22400 | 1 | HRCU-A-CB |  |  | 239 | 737 | Yes
5545769 | Active | Systems | SMARTCOMFORT TXT+ R410A HP | TEMPSTAR | TCH936GKA2* |  | EHD4X42A** | MV20**24C* | 36600 | 13.7 | 18.2 | 36000 | 9 | 22400 | 1 | HRCU-A-CB |  |  | 238 | 737 | Yes
5545377 | Active | Systems | SMARTCOMFORT TXT+ R410A HP | TEMPSTAR | TCH936GKA2* |  | EHD4X42A** | NOMV106D12* | 35600 | 13.2 | 17 | 36000 | 8.5 | 22400 | 1 | HRCU-A-CB |  |  | 248 | 781 | Yes
5545378 | Active | Systems | SMARTCOMFORT TXT+ R410A HP | TEMPSTAR | TCH936GKA2* |  | EHD4X42A** | NOMV156E19* | 36600 | 13.2 | 17.2 | 36800 | 9 | 23000 | 1 | HRCU-A-CB |  |  | 252 | 737 | Yes
5691799 | Active | Systems | SMARTCOMFORT TXT+ R410A HP | TEMPSTAR | TCH936GKA2* |  | EHD4X42A** | OLV098A12* | 35600 | 12.7 | 17.2 | 36400 | 8.5 | 22800 | 1 | HRCU-A-CB |  |  | 245 | 781 | Yes
5545453 | Active | Systems | SMARTCOMFORT TXT+ R410A HP | TEMPSTAR | TCH936GKA2* |  | EHD4X42A** | OLV112A16A | 36600 | 12.5 | 17.2 | 37400 | 9.5 | 23600 | 1 | HRCU-A-CB |  |  | 252 | 699 | Yes
5545454 | Active | Systems | SMARTCOMFORT TXT+ R410A HP | TEMPSTAR | TCH936GKA2* |  | EHD4X42A** | OLV154F20A | 37000 | 13.5 | 18 | 37000 | 9.5 | 23000 | 1 | HRCU-A-CB |  |  | 243 | 699 | Yes
5691793 | Active | Systems | SMARTCOMFORT TXT+ R410A HP | TEMPSTAR | TCH936GKA2* |  | EHD4X42A** | OMV098J12* | 35800 | 12.7 | 17.5 | 36600 | 9 | 22800 | 1 | HRCU-A-CB |  |  | 242 | 737 | Yes
5545452 | Active | Systems | SMARTCOMFORT TXT+ R410A HP | TEMPSTAR | TCH936GKA2* |  | EHD4X42A** | OMV112K14A | 36400 | 12.7 | 17.5 | 37000 | 9.5 | 23400 | 1 | HRCU-A-CB |  |  | 246 | 699 | Yes
5545643 | Active | Systems | SMARTCOMFORT TXT+ R410A HP | TEMPSTAR | TCH936GKA2* |  | EHD4X42A** | OMV154L20A | 36000 | 13.5 | 18 | 36000 | 9.5 | 22400 | 1 | HRCU-A-CB |  |  | 237 | 699 | Yes
5545516 | Active | Systems | SMARTCOMFORT TXT+ R410A HP | TEMPSTAR | TCH936GKA2* |  | EHD4X42A**+WALLCON | *8MV*0701412** | 36200 | 13 | 17.7 | 36800 | 9.5 | 23000 | 1 | HRCU-A-CB |  |  | 242 | 699 | Yes
5545517 | Active | Systems | SMARTCOMFORT TXT+ R410A HP | TEMPSTAR | TCH936GKA2* |  | EHD4X42A**+WALLCON | *8MV*0901716** | 36400 | 13.5 | 18.2 | 36600 | 9.5 | 22800 | 1 | HRCU-A-CB |  |  | 237 | 699 | Yes
5545519 | Active | Systems | SMARTCOMFORT TXT+ R410A HP | TEMPSTAR | TCH936GKA2* |  | EHD4X42A**+WALLCON | *8MV*1102120** | 36600 | 13.5 | 18 | 36600 | 9.5 | 22800 | 1 | HRCU-A-CB |  |  | 241 | 699 | Yes
5545520 | Active | Systems | SMARTCOMFORT TXT+ R410A HP | TEMPSTAR | TCH936GKA2* |  | EHD4X42A**+WALLCON | *8MV*1352422** | 36600 | 13.5 | 18.2 | 36600 | 9.5 | 22600 | 1 | HRCU-A-CB |  |  | 238 | 699 | Yes
5545581 | Active | Systems | SMARTCOMFORT TXT+ R410A HP | TEMPSTAR | TCH936GKA2* |  | EHD4X42A**+WALLCON | *9MA*0601714A** | 36000 | 12.5 | 17.2 | 37200 | 9.2 | 23600 | 1 | HRCU-A-CB |  |  | 248 | 721 | Yes
5545582 | Active | Systems | SMARTCOMFORT TXT+ R410A HP | TEMPSTAR | TCH936GKA2* |  | EHD4X42A**+WALLCON | *9MA*0801714A** | 36200 | 13 | 17.5 | 37400 | 9.5 | 23400 | 1 | HRCU-A-CB |  |  | 245 | 699 | Yes
5545583 | Active | Systems | SMARTCOMFORT TXT+ R410A HP | TEMPSTAR | TCH936GKA2* |  | EHD4X42A**+WALLCON | *9MA*1202422A** | 36400 | 13.2 | 17.7 | 37200 | 9.5 | 23000 | 1 | HRCU-A-CB |  |  | 243 | 699 | Yes
5545341 | Active | Systems | SMARTCOMFORT TXT+ R410A HP | TEMPSTAR | TCH936GKA2* |  | EHD4X48A** | *8MX*0451408** | 36000 | 12.7 | 17.5 | 37000 | 9 | 23200 | 1 | HRCU-A-CB |  |  | 244 | 737 | Yes
5545539 | Active | Systems | SMARTCOMFORT TXT+ R410A HP | TEMPSTAR | TCH936GKA2* |  | EHD4X48A** | *8MX*0701716** | 36000 | 13 | 17.2 | 36600 | 9.2 | 22800 | 1 | HRCU-A-CB |  |  | 248 | 721 | Yes
5545342 | Active | Systems | SMARTCOMFORT TXT+ R410A HP | TEMPSTAR | TCH936GKA2* |  | EHD4X48A** | *8MX*0902116** | 37000 | 13.5 | 17.7 | 37000 | 9.5 | 23000 | 1 | HRCU-A-CB |  |  | 248 | 699 | Yes
5545343 | Active | Systems | SMARTCOMFORT TXT+ R410A HP | TEMPSTAR | TCH936GKA2* |  | EHD4X48A** | *8MX*1102120** | 37000 | 13.5 | 17.7 | 37000 | 9.5 | 23000 | 1 | HRCU-A-CB |  |  | 248 | 699 | Yes
5545716 | Active | Systems | SMARTCOMFORT TXT+ R410A HP | TEMPSTAR | TCH936GKA2* |  | EHD4X48A** | *9MV*0601714A** | 36000 | 13.2 | 17.2 | 36000 | 9 | 22400 | 1 | HRCU-A-CB |  |  | 248 | 737 | Yes
5545717 | Active | Systems | SMARTCOMFORT TXT+ R410A HP | TEMPSTAR | TCH936GKA2* |  | EHD4X48A** | *9MV*0801716A** | 36200 | 13.5 | 17.7 | 36000 | 9 | 22400 | 1 | HRCU-A-CB |  |  | 242 | 737 | Yes
5545718 | Active | Systems | SMARTCOMFORT TXT+ R410A HP | TEMPSTAR | TCH936GKA2* |  | EHD4X48A** | *9MV*0802120A** | 36000 | 13.7 | 17.7 | 36000 | 9 | 22000 | 1 | HRCU-A-CB |  |  | 241 | 737 | Yes
5545720 | Active | Systems | SMARTCOMFORT TXT+ R410A HP | TEMPSTAR | TCH936GKA2* |  | EHD4X48A** | *9MV*1002120A** | 36000 | 13.7 | 17.7 | 35800 | 9 | 22000 | 1 | HRCU-A-CB |  |  | 241 | 737 | Yes
5545721 | Active | Systems | SMARTCOMFORT TXT+ R410A HP | TEMPSTAR | TCH936GKA2* |  | EHD4X48A** | *9MV*1202422A** | 36200 | 13.7 | 18 | 36000 | 9.5 | 22200 | 1 | HRCU-A-CB |  |  | 238 | 699 | Yes
5545626 | Active | Systems | SMARTCOMFORT TXT+ R410A HP | TEMPSTAR | TCH936GKA2* |  | EHD4X48A** | *9MX*0601714A** | 36000 | 13 | 17.5 | 36600 | 9 | 22800 | 1 | HRCU-A-CB |  |  | 244 | 737 | Yes
5545627 | Active | Systems | SMARTCOMFORT TXT+ R410A HP | TEMPSTAR | TCH936GKA2* |  | EHD4X48A** | *9MX*0801716A** | 36000 | 13 | 17.2 | 36600 | 9.2 | 22800 | 1 | HRCU-A-CB |  |  | 248 | 721 | Yes
5545770 | Active | Systems | SMARTCOMFORT TXT+ R410A HP | TEMPSTAR | TCH936GKA2* |  | EHD4X48A** | MV08**14C* | 36600 | 13.7 | 18 | 36000 | 9 | 22400 | 1 | HRCU-A-CB |  |  | 241 | 737 | Yes
5545771 | Active | Systems | SMARTCOMFORT TXT+ R410A HP | TEMPSTAR | TCH936GKA2* |  | EHD4X48A** | MV12**17C* | 37000 | 13.7 | 18.2 | 36400 | 9 | 22600 | 1 | HRCU-A-CB |  |  | 241 | 737 | Yes
5545772 | Active | Systems | SMARTCOMFORT TXT+ R410A HP | TEMPSTAR | TCH936GKA2* |  | EHD4X48A** | MV16**21C* | 37000 | 14 | 18.2 | 36400 | 9 | 22400 | 1 | HRCU-A-CB |  |  | 241 | 737 | Yes
5545773 | Active | Systems | SMARTCOMFORT TXT+ R410A HP | TEMPSTAR | TCH936GKA2* |  | EHD4X48A** | MV20**24C* | 36800 | 14 | 18.2 | 36000 | 9 | 22400 | 1 | HRCU-A-CB |  |  | 239 | 737 | Yes
5545379 | Active | Systems | SMARTCOMFORT TXT+ R410A HP | TEMPSTAR | TCH936GKA2* |  | EHD4X48A** | NOMV106D12* | 35800 | 13.2 | 17.2 | 36000 | 8.5 | 22400 | 1 | HRCU-A-CB |  |  | 246 | 781 | Yes
5545380 | Active | Systems | SMARTCOMFORT TXT+ R410A HP | TEMPSTAR | TCH936GKA2* |  | EHD4X48A** | NOMV156E19* | 36800 | 13.2 | 17.2 | 37000 | 9 | 23000 | 1 | HRCU-A-CB |  |  | 253 | 737 | Yes
5691818 | Active | Systems | SMARTCOMFORT TXT+ R410A HP | TEMPSTAR | TCH936GKA2* |  | EHD4X48A** | OLV098A12* | 35800 | 13 | 17.2 | 36600 | 8.5 | 22800 | 1 | HRCU-A-CB |  |  | 246 | 781 | Yes
5545459 | Active | Systems | SMARTCOMFORT TXT+ R410A HP | TEMPSTAR | TCH936GKA2* |  | EHD4X48A** | OLV112A16A | 36800 | 12.5 | 17.2 | 37400 | 9.5 | 23600 | 1 | HRCU-A-CB |  |  | 253 | 699 | Yes
5545460 | Active | Systems | SMARTCOMFORT TXT+ R410A HP | TEMPSTAR | TCH936GKA2* |  | EHD4X48A** | OLV154F20A | 37000 | 13.5 | 18 | 37000 | 9.5 | 23200 | 1 | HRCU-A-CB |  |  | 243 | 699 | Yes
5691809 | Active | Systems | SMARTCOMFORT TXT+ R410A HP | TEMPSTAR | TCH936GKA2* |  | EHD4X48A** | OMV098J12* | 36000 | 13 | 17.7 | 36600 | 9 | 22800 | 1 | HRCU-A-CB |  |  | 241 | 737 | Yes
5545458 | Active | Systems | SMARTCOMFORT TXT+ R410A HP | TEMPSTAR | TCH936GKA2* |  | EHD4X48A** | OMV112K14A | 36600 | 12.7 | 17.5 | 37400 | 9.5 | 23400 | 1 | HRCU-A-CB |  |  | 248 | 699 | Yes
5545644 | Active | Systems | SMARTCOMFORT TXT+ R410A HP | TEMPSTAR | TCH936GKA2* |  | EHD4X48A** | OMV154L20A | 36200 | 13.5 | 18 | 36400 | 9.5 | 22400 | 1 | HRCU-A-CB |  |  | 238 | 699 | Yes
5545521 | Active | Systems | SMARTCOMFORT TXT+ R410A HP | TEMPSTAR | TCH936GKA2* |  | EHD4X48A**+WALLCON | *8MV*0701412** | 36400 | 13 | 17.7 | 37000 | 9.5 | 23000 | 1 | HRCU-A-CB |  |  | 243 | 699 | Yes
5545522 | Active | Systems | SMARTCOMFORT TXT+ R410A HP | TEMPSTAR | TCH936GKA2* |  | EHD4X48A**+WALLCON | *8MV*0901716** | 36600 | 13.5 | 18.2 | 36800 | 9.5 | 22800 | 1 | HRCU-A-CB |  |  | 238 | 699 | Yes
5545523 | Active | Systems | SMARTCOMFORT TXT+ R410A HP | TEMPSTAR | TCH936GKA2* |  | EHD4X48A**+WALLCON | *8MV*1102120** | 36600 | 13.5 | 18.2 | 36600 | 9.5 | 22800 | 1 | HRCU-A-CB |  |  | 238 | 699 | Yes
5545524 | Active | Systems | SMARTCOMFORT TXT+ R410A HP | TEMPSTAR | TCH936GKA2* |  | EHD4X48A**+WALLCON | *8MV*1352422** | 36800 | 13.7 | 18.2 | 36600 | 9.5 | 22600 | 1 | HRCU-A-CB |  |  | 239 | 699 | Yes
5545584 | Active | Systems | SMARTCOMFORT TXT+ R410A HP | TEMPSTAR | TCH936GKA2* |  | EHD4X48A**+WALLCON | *9MA*0601714A** | 36200 | 12.7 | 17.2 | 37200 | 9.2 | 23600 | 1 | HRCU-A-CB |  |  | 249 | 721 | Yes
5545585 | Active | Systems | SMARTCOMFORT TXT+ R410A HP | TEMPSTAR | TCH936GKA2* |  | EHD4X48A**+WALLCON | *9MA*0801714A** | 36400 | 13 | 17.7 | 37400 | 9.5 | 23400 | 1 | HRCU-A-CB |  |  | 243 | 699 | Yes
5545586 | Active | Systems | SMARTCOMFORT TXT+ R410A HP | TEMPSTAR | TCH936GKA2* |  | EHD4X48A**+WALLCON | *9MA*1202422A** | 36600 | 13.5 | 18 | 37000 | 9.5 | 23200 | 1 | HRCU-A-CB |  |  | 241 | 699 | Yes
5545530 | Active | Systems | SMARTCOMFORT TXT+ R410A HP | TEMPSTAR | TCH936GKA2* |  | EN(A,D)4X36*21** | *8MX*0701716** | 34800 | 12.5 | 16.5 | 36000 | 9 | 22600 | 1 | HRCU-A-CB |  |  | 250 | 737 | Yes
5545311 | Active | Systems | SMARTCOMFORT TXT+ R410A HP | TEMPSTAR | TCH936GKA2* |  | EN(A,D)4X36*21** | *8MX*0902116** | 35600 | 13 | 17 | 36400 | 9 | 22800 | 1 | HRCU-A-CB |  |  | 248 | 737 | Yes
5545313 | Active | Systems | SMARTCOMFORT TXT+ R410A HP | TEMPSTAR | TCH936GKA2* |  | EN(A,D)4X36*21** | *8MX*1102120** | 35400 | 13 | 17 | 36600 | 9.5 | 22600 | 1 | HRCU-A-CB |  |  | 247 | 699 | Yes
5545673 | Active | Systems | SMARTCOMFORT TXT+ R410A HP | TEMPSTAR | TCH936GKA2* |  | EN(A,D)4X36*21** | *9MV*0601714A** | 34800 | 12.7 | 16.7 | 35800 | 9 | 22200 | 1 | HRCU-A-CB |  |  | 247 | 737 | Yes
5545674 | Active | Systems | SMARTCOMFORT TXT+ R410A HP | TEMPSTAR | TCH936GKA2* |  | EN(A,D)4X36*21** | *9MV*0801716A** | 35000 | 13 | 17 | 35800 | 9 | 22200 | 1 | HRCU-A-CB |  |  | 244 | 737 | Yes
5545676 | Active | Systems | SMARTCOMFORT TXT+ R410A HP | TEMPSTAR | TCH936GKA2* |  | EN(A,D)4X36*21** | *9MV*0802120A** | 34800 | 13.2 | 17.2 | 35400 | 9 | 21800 | 1 | HRCU-A-CB |  |  | 240 | 737 | Yes
5545677 | Active | Systems | SMARTCOMFORT TXT+ R410A HP | TEMPSTAR | TCH936GKA2* |  | EN(A,D)4X36*21** | *9MV*1002120A** | 34600 | 13.2 | 17.2 | 35200 | 9 | 21800 | 1 | HRCU-A-CB |  |  | 238 | 737 | Yes
5545605 | Active | Systems | SMARTCOMFORT TXT+ R410A HP | TEMPSTAR | TCH936GKA2* |  | EN(A,D)4X36*21** | *9MX*0601714A** | 34800 | 12.5 | 17 | 36000 | 8.5 | 22600 | 1 | HRCU-A-CB |  |  | 242 | 781 | Yes
5545607 | Active | Systems | SMARTCOMFORT TXT+ R410A HP | TEMPSTAR | TCH936GKA2* |  | EN(A,D)4X36*21** | *9MX*0801716A** | 34800 | 12.7 | 16.7 | 36000 | 9 | 22400 | 1 | HRCU-A-CB |  |  | 247 | 737 | Yes
5545742 | Active | Systems | SMARTCOMFORT TXT+ R410A HP | TEMPSTAR | TCH936GKA2* |  | EN(A,D)4X36*21** | MV12**17C* | 35800 | 13.2 | 17.5 | 36000 | 9 | 22400 | 1 | HRCU-A-CB |  |  | 242 | 737 | Yes
5545743 | Active | Systems | SMARTCOMFORT TXT+ R410A HP | TEMPSTAR | TCH936GKA2* |  | EN(A,D)4X36*21** | MV16**21C* | 35800 | 13.5 | 17.7 | 36000 | 9 | 22200 | 1 | HRCU-A-CB |  |  | 239 | 737 | Yes
5545359 | Active | Systems | SMARTCOMFORT TXT+ R410A HP | TEMPSTAR | TCH936GKA2* |  | EN(A,D)4X36*21** | NOMV156E19* | 35400 | 12.7 | 16.7 | 36400 | 8.5 | 22800 | 1 | HRCU-A-CB |  |  | 251 | 781 | Yes
5691692 | Active | Systems | SMARTCOMFORT TXT+ R410A HP | TEMPSTAR | TCH936GKA2* |  | EN(A,D)4X36*21** | OLV098A12* | 34600 | 12.5 | 16.7 | 36000 | 8.5 | 22600 | 1 | HRCU-A-CB |  |  | 245 | 781 | Yes
5691680 | Active | Systems | SMARTCOMFORT TXT+ R410A HP | TEMPSTAR | TCH936GKA2* |  | EN(A,D)4X36*21** | OMV098J12* | 34800 | 12.5 | 17 | 36000 | 8.5 | 22600 | 1 | HRCU-A-CB |  |  | 242 | 781 | Yes
5545487 | Active | Systems | SMARTCOMFORT TXT+ R410A HP | TEMPSTAR | TCH936GKA2* |  | EN(A,D)4X36*21**+WALLCON | *8MV*0901716** | 35400 | 13 | 17.5 | 36000 | 9.2 | 22600 | 1 | HRCU-A-CB |  |  | 240 | 721 | Yes
5545488 | Active | Systems | SMARTCOMFORT TXT+ R410A HP | TEMPSTAR | TCH936GKA2* |  | EN(A,D)4X36*21**+WALLCON | *8MV*1102120** | 35400 | 13 | 17.5 | 36000 | 9 | 22600 | 1 | HRCU-A-CB |  |  | 240 | 737 | Yes
5545631 | Active | Systems | SMARTCOMFORT TXT+ R410A HP | TEMPSTAR | TCH936GKA2* |  | EN(A,D)4X36*21**+WALLCON | *9MA*0602120A** | 35200 | 12.7 | 16.7 | 36000 | 9 | 23200 | 1 | HRCU-A-CB |  |  | 250 | 737 | Yes
5545558 | Active | Systems | SMARTCOMFORT TXT+ R410A HP | TEMPSTAR | TCH936GKA2* |  | EN(A,D)4X36*21**+WALLCON | *9MA*0801714A** | 35000 | 12.5 | 17 | 36800 | 9 | 23200 | 1 | HRCU-A-CB |  |  | 244 | 737 | Yes
5545633 | Active | Systems | SMARTCOMFORT TXT+ R410A HP | TEMPSTAR | TCH936GKA2* |  | EN(A,D)4X36*21**+WALLCON | *9MA*0802120A** | 35400 | 13 | 17.2 | 36000 | 9 | 23000 | 1 | HRCU-A-CB |  |  | 244 | 737 | Yes
5545634 | Active | Systems | SMARTCOMFORT TXT+ R410A HP | TEMPSTAR | TCH936GKA2* |  | EN(A,D)4X36*21**+WALLCON | *9MA*1002122A** | 35400 | 13 | 17 | 35800 | 9 | 22800 | 1 | HRCU-A-CB |  |  | 247 | 737 | Yes
5545320 | Active | Systems | SMARTCOMFORT TXT+ R410A HP | TEMPSTAR | TCH936GKA2* |  | EN(A,D)4X48*24** | *8MX*0902116** | 36800 | 13.2 | 17.7 | 37000 | 9.5 | 23000 | 1 | HRCU-A-CB |  |  | 246 | 699 | Yes
5545321 | Active | Systems | SMARTCOMFORT TXT+ R410A HP | TEMPSTAR | TCH936GKA2* |  | EN(A,D)4X48*24** | *8MX*1102120** | 36800 | 13.5 | 17.7 | 37000 | 9.5 | 23000 | 1 | HRCU-A-CB |  |  | 246 | 699 | Yes
5545690 | Active | Systems | SMARTCOMFORT TXT+ R410A HP | TEMPSTAR | TCH936GKA2* |  | EN(A,D)4X48*24** | *9MV*0802120A** | 36000 | 13.7 | 17.7 | 36000 | 9 | 22000 | 1 | HRCU-A-CB |  |  | 241 | 737 | Yes
5545691 | Active | Systems | SMARTCOMFORT TXT+ R410A HP | TEMPSTAR | TCH936GKA2* |  | EN(A,D)4X48*24** | *9MV*1002120A** | 35800 | 13.7 | 17.7 | 36000 | 9 | 22000 | 1 | HRCU-A-CB |  |  | 239 | 737 | Yes
5545692 | Active | Systems | SMARTCOMFORT TXT+ R410A HP | TEMPSTAR | TCH936GKA2* |  | EN(A,D)4X48*24** | *9MV*1202422A** | 36200 | 13.7 | 18 | 36000 | 9.5 | 22200 | 1 | HRCU-A-CB |  |  | 238 | 699 | Yes
5545751 | Active | Systems | SMARTCOMFORT TXT+ R410A HP | TEMPSTAR | TCH936GKA2* |  | EN(A,D)4X48*24** | MV16**21C* | 36800 | 14 | 18.2 | 36000 | 9 | 22400 | 1 | HRCU-A-CB |  |  | 239 | 737 | Yes
5545752 | Active | Systems | SMARTCOMFORT TXT+ R410A HP | TEMPSTAR | TCH936GKA2* |  | EN(A,D)4X48*24** | MV20**24C* | 36600 | 14 | 18.2 | 36000 | 9 | 22200 | 1 | HRCU-A-CB |  |  | 238 | 737 | Yes
5545366 | Active | Systems | SMARTCOMFORT TXT+ R410A HP | TEMPSTAR | TCH936GKA2* |  | EN(A,D)4X48*24** | NOMV156E19* | 36400 | 13.2 | 17.2 | 36800 | 9 | 22800 | 1 | HRCU-A-CB |  |  | 251 | 737 | Yes
5545425 | Active | Systems | SMARTCOMFORT TXT+ R410A HP | TEMPSTAR | TCH936GKA2* |  | EN(A,D)4X48*24** | OLV112A16A | 36600 | 12.5 | 17.2 | 37600 | 9.5 | 23600 | 1 | HRCU-A-CB |  |  | 252 | 798 | Yes
5545641 | Active | Systems | SMARTCOMFORT TXT+ R410A HP | TEMPSTAR | TCH936GKA2* |  | EN(A,D)4X48*24** | OMV154L20A | 36000 | 13.5 | 18 | 36000 | 9.5 | 22400 | 1 | HRCU-A-CB |  |  | 237 | 699 | Yes
5545496 | Active | Systems | SMARTCOMFORT TXT+ R410A HP | TEMPSTAR | TCH936GKA2* |  | EN(A,D)4X48*24**+WALLCON | *8MV*1102120** | 36400 | 13.5 | 18.2 | 36600 | 9.5 | 22600 | 1 | HRCU-A-CB |  |  | 237 | 699 | Yes
5545497 | Active | Systems | SMARTCOMFORT TXT+ R410A HP | TEMPSTAR | TCH936GKA2* |  | EN(A,D)4X48*24**+WALLCON | *8MV*1352422** | 36400 | 13.7 | 18.2 | 36400 | 9.5 | 22600 | 1 | HRCU-A-CB |  |  | 237 | 699 | Yes
5545566 | Active | Systems | SMARTCOMFORT TXT+ R410A HP | TEMPSTAR | TCH936GKA2* |  | EN(A,D)4X48*24**+WALLCON | *9MA*1202422A** | 36400 | 13.5 | 18 | 37000 | 9.5 | 23000 | 1 | HRCU-A-CB |  |  | 239 | 699 | Yes
5545529 | Active | Systems | SMARTCOMFORT TXT+ R410A HP | TEMPSTAR | TCH936GKA2* |  | EN(A,D,W)4X36*17** | *8MX*0701716** | 34800 | 12.5 | 16.5 | 36000 | 9 | 22600 | 1 | HRCU-A-CB |  |  | 250 | 737 | Yes
5545671 | Active | Systems | SMARTCOMFORT TXT+ R410A HP | TEMPSTAR | TCH936GKA2* |  | EN(A,D,W)4X36*17** | *9MV*0601714A** | 34800 | 12.7 | 16.7 | 35800 | 9 | 22200 | 1 | HRCU-A-CB |  |  | 247 | 737 | Yes
5545672 | Active | Systems | SMARTCOMFORT TXT+ R410A HP | TEMPSTAR | TCH936GKA2* |  | EN(A,D,W)4X36*17** | *9MV*0801716A** | 35000 | 13 | 17 | 35800 | 9 | 22000 | 1 | HRCU-A-CB |  |  | 244 | 737 | Yes
5545603 | Active | Systems | SMARTCOMFORT TXT+ R410A HP | TEMPSTAR | TCH936GKA2* |  | EN(A,D,W)4X36*17** | *9MX*0601714A** | 34800 | 12.5 | 17 | 36000 | 8.5 | 22600 | 1 | HRCU-A-CB |  |  | 242 | 781 | Yes
5545604 | Active | Systems | SMARTCOMFORT TXT+ R410A HP | TEMPSTAR | TCH936GKA2* |  | EN(A,D,W)4X36*17** | *9MX*0801716A** | 34800 | 12.7 | 16.7 | 36000 | 9 | 22400 | 1 | HRCU-A-CB |  |  | 247 | 737 | Yes
5545739 | Active | Systems | SMARTCOMFORT TXT+ R410A HP | TEMPSTAR | TCH936GKA2* |  | EN(A,D,W)4X36*17** | MV08**14C* | 35400 | 13.2 | 17.2 | 36000 | 9 | 22200 | 1 | HRCU-A-CB |  |  | 244 | 737 | Yes
5545740 | Active | Systems | SMARTCOMFORT TXT+ R410A HP | TEMPSTAR | TCH936GKA2* |  | EN(A,D,W)4X36*17** | MV12**17C* | 35800 | 13.2 | 17.5 | 36000 | 9 | 22400 | 1 | HRCU-A-CB |  |  | 242 | 737 | Yes
5691677 | Active | Systems | SMARTCOMFORT TXT+ R410A HP | TEMPSTAR | TCH936GKA2* |  | EN(A,D,W)4X36*17** | OLV098A12* | 34600 | 12.5 | 16.7 | 36000 | 8.5 | 22600 | 1 | HRCU-A-CB |  |  | 245 | 781 | Yes
5545484 | Active | Systems | SMARTCOMFORT TXT+ R410A HP | TEMPSTAR | TCH936GKA2* |  | EN(A,D,W)4X36*17**+WALLCON | *8MV*0701412** | 35200 | 12.5 | 17.2 | 36400 | 9 | 22800 | 1 | HRCU-A-CB |  |  | 242 | 737 | Yes
5545486 | Active | Systems | SMARTCOMFORT TXT+ R410A HP | TEMPSTAR | TCH936GKA2* |  | EN(A,D,W)4X36*17**+WALLCON | *8MV*0901716** | 35400 | 13 | 17.5 | 36000 | 9 | 22600 | 1 | HRCU-A-CB |  |  | 240 | 737 | Yes
5545556 | Active | Systems | SMARTCOMFORT TXT+ R410A HP | TEMPSTAR | TCH936GKA2* |  | EN(A,D,W)4X36*17**+WALLCON | *9MA*0801714A** | 35000 | 12.5 | 16.7 | 37000 | 9 | 23200 | 1 | HRCU-A-CB |  |  | 248 | 737 | Yes
5545532 | Active | Systems | SMARTCOMFORT TXT+ R410A HP | TEMPSTAR | TCH936GKA2* |  | EN(A,D,W)4X42*21** | *8MX*0701716** | 35200 | 12.7 | 16.7 | 36000 | 9 | 22600 | 1 | HRCU-A-CB |  |  | 250 | 737 | Yes
5545315 | Active | Systems | SMARTCOMFORT TXT+ R410A HP | TEMPSTAR | TCH936GKA2* |  | EN(A,D,W)4X42*21** | *8MX*0902116** | 36000 | 13 | 17.2 | 36600 | 9.2 | 22800 | 1 | HRCU-A-CB |  |  | 248 | 721 | Yes
5545316 | Active | Systems | SMARTCOMFORT TXT+ R410A HP | TEMPSTAR | TCH936GKA2* |  | EN(A,D,W)4X42*21** | *8MX*1102120** | 36000 | 13.2 | 17.2 | 36600 | 9.5 | 22800 | 1 | HRCU-A-CB |  |  | 248 | 699 | Yes
5545680 | Active | Systems | SMARTCOMFORT TXT+ R410A HP | TEMPSTAR | TCH936GKA2* |  | EN(A,D,W)4X42*21** | *9MV*0601714A** | 35200 | 13 | 17 | 36000 | 9 | 22200 | 1 | HRCU-A-CB |  |  | 245 | 737 | Yes
5545682 | Active | Systems | SMARTCOMFORT TXT+ R410A HP | TEMPSTAR | TCH936GKA2* |  | EN(A,D,W)4X42*21** | *9MV*0801716A** | 35400 | 13.2 | 17.2 | 36000 | 9 | 22200 | 1 | HRCU-A-CB |  |  | 244 | 737 | Yes
5545683 | Active | Systems | SMARTCOMFORT TXT+ R410A HP | TEMPSTAR | TCH936GKA2* |  | EN(A,D,W)4X42*21** | *9MV*0802120A** | 35200 | 13.2 | 17.5 | 35600 | 9 | 21800 | 1 | HRCU-A-CB |  |  | 238 | 737 | Yes
5545684 | Active | Systems | SMARTCOMFORT TXT+ R410A HP | TEMPSTAR | TCH936GKA2* |  | EN(A,D,W)4X42*21** | *9MV*1002120A** | 35000 | 13.2 | 17.2 | 35400 | 9 | 21800 | 1 | HRCU-A-CB |  |  | 241 | 737 | Yes
5545610 | Active | Systems | SMARTCOMFORT TXT+ R410A HP | TEMPSTAR | TCH936GKA2* |  | EN(A,D,W)4X42*21** | *9MX*0601714A** | 35200 | 12.7 | 17.2 | 36000 | 9 | 22600 | 1 | HRCU-A-CB |  |  | 242 | 737 | Yes
5545611 | Active | Systems | SMARTCOMFORT TXT+ R410A HP | TEMPSTAR | TCH936GKA2* |  | EN(A,D,W)4X42*21** | *9MX*0801716A** | 35200 | 12.7 | 17 | 36000 | 9 | 22600 | 1 | HRCU-A-CB |  |  | 245 | 737 | Yes
5545746 | Active | Systems | SMARTCOMFORT TXT+ R410A HP | TEMPSTAR | TCH936GKA2* |  | EN(A,D,W)4X42*21** | MV12**17C* | 36200 | 13.5 | 17.7 | 36000 | 9 | 22400 | 1 | HRCU-A-CB |  |  | 242 | 737 | Yes
5545747 | Active | Systems | SMARTCOMFORT TXT+ R410A HP | TEMPSTAR | TCH936GKA2* |  | EN(A,D,W)4X42*21** | MV16**21C* | 36200 | 13.7 | 17.7 | 36000 | 9 | 22400 | 1 | HRCU-A-CB |  |  | 242 | 737 | Yes
5545361 | Active | Systems | SMARTCOMFORT TXT+ R410A HP | TEMPSTAR | TCH936GKA2* |  | EN(A,D,W)4X42*21** | NOMV106D12* | 35000 | 13 | 16.7 | 36000 | 8.5 | 22400 | 1 | HRCU-A-CB |  |  | 248 | 781 | Yes
5545362 | Active | Systems | SMARTCOMFORT TXT+ R410A HP | TEMPSTAR | TCH936GKA2* |  | EN(A,D,W)4X42*21** | NOMV156E19* | 35800 | 13 | 17 | 36600 | 8.5 | 22800 | 1 | HRCU-A-CB |  |  | 249 | 781 | Yes
5691717 | Active | Systems | SMARTCOMFORT TXT+ R410A HP | TEMPSTAR | TCH936GKA2* |  | EN(A,D,W)4X42*21** | OLV098A12* | 35000 | 12.5 | 16.7 | 36000 | 8.5 | 22600 | 1 | HRCU-A-CB |  |  | 248 | 781 | Yes
5691711 | Active | Systems | SMARTCOMFORT TXT+ R410A HP | TEMPSTAR | TCH936GKA2* |  | EN(A,D,W)4X42*21** | OMV098J12* | 35200 | 12.5 | 17.2 | 36400 | 9 | 22800 | 1 | HRCU-A-CB |  |  | 242 | 737 | Yes
5545418 | Active | Systems | SMARTCOMFORT TXT+ R410A HP | TEMPSTAR | TCH936GKA2* |  | EN(A,D,W)4X42*21** | OMV112K14A | 35800 | 12.5 | 17 | 37000 | 9.2 | 23200 | 1 | HRCU-A-CB |  |  | 249 | 721 | Yes
5545491 | Active | Systems | SMARTCOMFORT TXT+ R410A HP | TEMPSTAR | TCH936GKA2* |  | EN(A,D,W)4X42*21**+WALLCON | *8MV*0901716** | 35800 | 13.2 | 17.7 | 36400 | 9.5 | 22600 | 1 | HRCU-A-CB |  |  | 239 | 699 | Yes
5545493 | Active | Systems | SMARTCOMFORT TXT+ R410A HP | TEMPSTAR | TCH936GKA2* |  | EN(A,D,W)4X42*21**+WALLCON | *8MV*1102120** | 35800 | 13.2 | 17.7 | 36400 | 9.5 | 22600 | 1 | HRCU-A-CB |  |  | 239 | 699 | Yes
5545561 | Active | Systems | SMARTCOMFORT TXT+ R410A HP | TEMPSTAR | TCH936GKA2* |  | EN(A,D,W)4X42*21**+WALLCON | *9MA*0601714A** | 35400 | 12.5 | 17 | 36800 | 9 | 23600 | 1 | HRCU-A-CB |  |  | 247 | 737 | Yes
5545563 | Active | Systems | SMARTCOMFORT TXT+ R410A HP | TEMPSTAR | TCH936GKA2* |  | EN(A,D,W)4X42*21**+WALLCON | *9MA*0801714A** | 35400 | 12.5 | 17.2 | 37000 | 9 | 23200 | 1 | HRCU-A-CB |  |  | 244 | 737 | Yes
5545533 | Active | Systems | SMARTCOMFORT TXT+ R410A HP | TEMPSTAR | TCH936GKA2* |  | EN(A,D,W)4X48*21** | *8MX*0701716** | 36000 | 13 | 17.2 | 36600 | 9.2 | 22800 | 1 | HRCU-A-CB |  |  | 248 | 721 | Yes
5545317 | Active | Systems | SMARTCOMFORT TXT+ R410A HP | TEMPSTAR | TCH936GKA2* |  | EN(A,D,W)4X48*21** | *8MX*0902116** | 36800 | 13.2 | 17.7 | 37000 | 9.5 | 23000 | 1 | HRCU-A-CB |  |  | 246 | 699 | Yes
5545318 | Active | Systems | SMARTCOMFORT TXT+ R410A HP | TEMPSTAR | TCH936GKA2* |  | EN(A,D,W)4X48*21** | *8MX*1102120** | 36800 | 13.5 | 17.7 | 37000 | 9.5 | 23000 | 1 | HRCU-A-CB |  |  | 246 | 699 | Yes
5545685 | Active | Systems | SMARTCOMFORT TXT+ R410A HP | TEMPSTAR | TCH936GKA2* |  | EN(A,D,W)4X48*21** | *9MV*0601714A** | 35800 | 13.2 | 17.2 | 36000 | 9 | 22400 | 1 | HRCU-A-CB |  |  | 246 | 737 | Yes
5545686 | Active | Systems | SMARTCOMFORT TXT+ R410A HP | TEMPSTAR | TCH936GKA2* |  | EN(A,D,W)4X48*21** | *9MV*0801716A** | 36000 | 13.5 | 17.5 | 36000 | 9 | 22400 | 1 | HRCU-A-CB |  |  | 244 | 737 | Yes
5545687 | Active | Systems | SMARTCOMFORT TXT+ R410A HP | TEMPSTAR | TCH936GKA2* |  | EN(A,D,W)4X48*21** | *9MV*0802120A** | 36000 | 13.7 | 17.7 | 36000 | 9 | 22000 | 1 | HRCU-A-CB |  |  | 241 | 737 | Yes
5545688 | Active | Systems | SMARTCOMFORT TXT+ R410A HP | TEMPSTAR | TCH936GKA2* |  | EN(A,D,W)4X48*21** | *9MV*1002120A** | 35800 | 13.7 | 17.7 | 36000 | 9 | 22000 | 1 | HRCU-A-CB |  |  | 239 | 737 | Yes
5545612 | Active | Systems | SMARTCOMFORT TXT+ R410A HP | TEMPSTAR | TCH936GKA2* |  | EN(A,D,W)4X48*21** | *9MX*0601714A** | 35800 | 13 | 17.5 | 36600 | 9 | 22800 | 1 | HRCU-A-CB |  |  | 242 | 737 | Yes
5545613 | Active | Systems | SMARTCOMFORT TXT+ R410A HP | TEMPSTAR | TCH936GKA2* |  | EN(A,D,W)4X48*21** | *9MX*0801716A** | 35800 | 13 | 17.2 | 36600 | 9.2 | 22600 | 1 | HRCU-A-CB |  |  | 246 | 721 | Yes
5545749 | Active | Systems | SMARTCOMFORT TXT+ R410A HP | TEMPSTAR | TCH936GKA2* |  | EN(A,D,W)4X48*21** | MV12**17C* | 36800 | 13.7 | 18.2 | 36000 | 9 | 22400 | 1 | HRCU-A-CB |  |  | 239 | 737 | Yes
5545750 | Active | Systems | SMARTCOMFORT TXT+ R410A HP | TEMPSTAR | TCH936GKA2* |  | EN(A,D,W)4X48*21** | MV16**21C* | 36800 | 14 | 18.2 | 36000 | 9 | 22400 | 1 | HRCU-A-CB |  |  | 239 | 737 | Yes
5545364 | Active | Systems | SMARTCOMFORT TXT+ R410A HP | TEMPSTAR | TCH936GKA2* |  | EN(A,D,W)4X48*21** | NOMV106D12* | 35600 | 13.2 | 17.2 | 36000 | 8.5 | 22400 | 1 | HRCU-A-CB |  |  | 245 | 781 | Yes
5545365 | Active | Systems | SMARTCOMFORT TXT+ R410A HP | TEMPSTAR | TCH936GKA2* |  | EN(A,D,W)4X48*21** | NOMV156E19* | 36400 | 13.2 | 17.2 | 36800 | 9 | 22800 | 1 | HRCU-A-CB |  |  | 251 | 737 | Yes
5691732 | Active | Systems | SMARTCOMFORT TXT+ R410A HP | TEMPSTAR | TCH936GKA2* |  | EN(A,D,W)4X48*21** | OLV098A12* | 35600 | 13 | 17.2 | 36400 | 8.5 | 22600 | 1 | HRCU-A-CB |  |  | 245 | 781 | Yes
5545424 | Active | Systems | SMARTCOMFORT TXT+ R410A HP | TEMPSTAR | TCH936GKA2* |  | EN(A,D,W)4X48*21** | OLV112A16A | 36600 | 12.5 | 17.2 | 37600 | 9.5 | 23600 | 1 | HRCU-A-CB |  |  | 252 | 798 | Yes
5691724 | Active | Systems | SMARTCOMFORT TXT+ R410A HP | TEMPSTAR | TCH936GKA2* |  | EN(A,D,W)4X48*21** | OMV098J12* | 35800 | 13 | 17.5 | 36600 | 9 | 22800 | 1 | HRCU-A-CB |  |  | 242 | 737 | Yes
5545423 | Active | Systems | SMARTCOMFORT TXT+ R410A HP | TEMPSTAR | TCH936GKA2* |  | EN(A,D,W)4X48*21** | OMV112K14A | 36400 | 13 | 17.7 | 37000 | 9.5 | 23200 | 1 | HRCU-A-CB |  |  | 243 | 699 | Yes
5545494 | Active | Systems | SMARTCOMFORT TXT+ R410A HP | TEMPSTAR | TCH936GKA2* |  | EN(A,D,W)4X48*21**+WALLCON | *8MV*0901716** | 36400 | 13.5 | 18.2 | 36600 | 9.5 | 22600 | 1 | HRCU-A-CB |  |  | 237 | 699 | Yes
5545495 | Active | Systems | SMARTCOMFORT TXT+ R410A HP | TEMPSTAR | TCH936GKA2* |  | EN(A,D,W)4X48*21**+WALLCON | *8MV*1102120** | 36400 | 13.5 | 18.2 | 36600 | 9.5 | 22600 | 1 | HRCU-A-CB |  |  | 237 | 699 | Yes
5545564 | Active | Systems | SMARTCOMFORT TXT+ R410A HP | TEMPSTAR | TCH936GKA2* |  | EN(A,D,W)4X48*21**+WALLCON | *9MA*0601714A** | 36000 | 12.7 | 17.2 | 37200 | 9.2 | 23600 | 1 | HRCU-A-CB |  |  | 248 | 721 | Yes
5545565 | Active | Systems | SMARTCOMFORT TXT+ R410A HP | TEMPSTAR | TCH936GKA2* |  | EN(A,D,W)4X48*21**+WALLCON | *9MA*0801714A** | 36200 | 13 | 17.5 | 37200 | 9.5 | 23400 | 1 | HRCU-A-CB |  |  | 245 | 699 | Yes
5545314 | Active | Systems | SMARTCOMFORT TXT+ R410A HP | TEMPSTAR | TCH936GKA2* |  | END4X42*17** | *8MX*0451408** | 35400 | 12.5 | 17.2 | 36800 | 9 | 23000 | 1 | HRCU-A-CB |  |  | 244 | 737 | Yes
5545531 | Active | Systems | SMARTCOMFORT TXT+ R410A HP | TEMPSTAR | TCH936GKA2* |  | END4X42*17** | *8MX*0701716** | 35400 | 12.7 | 17 | 36400 | 9.2 | 22800 | 1 | HRCU-A-CB |  |  | 247 | 721 | Yes
5545678 | Active | Systems | SMARTCOMFORT TXT+ R410A HP | TEMPSTAR | TCH936GKA2* |  | END4X42*17** | *9MV*0601714A** | 35400 | 13 | 17 | 36000 | 9 | 22400 | 1 | HRCU-A-CB |  |  | 247 | 737 | Yes
5545679 | Active | Systems | SMARTCOMFORT TXT+ R410A HP | TEMPSTAR | TCH936GKA2* |  | END4X42*17** | *9MV*0801716A** | 35600 | 13.2 | 17.2 | 36000 | 9 | 22200 | 1 | HRCU-A-CB |  |  | 245 | 737 | Yes
5545608 | Active | Systems | SMARTCOMFORT TXT+ R410A HP | TEMPSTAR | TCH936GKA2* |  | END4X42*17** | *9MX*0601714A** | 35400 | 12.7 | 17.2 | 36400 | 9 | 22800 | 1 | HRCU-A-CB |  |  | 244 | 737 | Yes
5545609 | Active | Systems | SMARTCOMFORT TXT+ R410A HP | TEMPSTAR | TCH936GKA2* |  | END4X42*17** | *9MX*0801716A** | 35400 | 13 | 17 | 36400 | 9.2 | 22600 | 1 | HRCU-A-CB |  |  | 247 | 721 | Yes
5545744 | Active | Systems | SMARTCOMFORT TXT+ R410A HP | TEMPSTAR | TCH936GKA2* |  | END4X42*17** | MV08**14C* | 36200 | 13.5 | 17.7 | 36000 | 9 | 22400 | 1 | HRCU-A-CB |  |  | 242 | 737 | Yes
5545745 | Active | Systems | SMARTCOMFORT TXT+ R410A HP | TEMPSTAR | TCH936GKA2* |  | END4X42*17** | MV12**17C* | 36400 | 13.5 | 17.7 | 36000 | 9 | 22400 | 1 | HRCU-A-CB |  |  | 243 | 737 | Yes
5545360 | Active | Systems | SMARTCOMFORT TXT+ R410A HP | TEMPSTAR | TCH936GKA2* |  | END4X42*17** | NOMV106D12* | 35200 | 13 | 17 | 36000 | 8.5 | 22400 | 1 | HRCU-A-CB |  |  | 245 | 781 | Yes
5691703 | Active | Systems | SMARTCOMFORT TXT+ R410A HP | TEMPSTAR | TCH936GKA2* |  | END4X42*17** | OLV098A12* | 35400 | 12.7 | 17 | 36400 | 8.5 | 22800 | 1 | HRCU-A-CB |  |  | 247 | 781 | Yes
5691696 | Active | Systems | SMARTCOMFORT TXT+ R410A HP | TEMPSTAR | TCH936GKA2* |  | END4X42*17** | OMV098J12* | 35400 | 12.5 | 17.2 | 36600 | 9 | 22800 | 1 | HRCU-A-CB |  |  | 244 | 737 | Yes
5545414 | Active | Systems | SMARTCOMFORT TXT+ R410A HP | TEMPSTAR | TCH936GKA2* |  | END4X42*17** | OMV112K14A | 36000 | 12.5 | 17.2 | 37000 | 9.2 | 23400 | 1 | HRCU-A-CB |  |  | 248 | 721 | Yes
5545489 | Active | Systems | SMARTCOMFORT TXT+ R410A HP | TEMPSTAR | TCH936GKA2* |  | END4X42*17**+WALLCON | *8MV*0701412** | 35800 | 13 | 17.5 | 36800 | 9.2 | 23000 | 1 | HRCU-A-CB |  |  | 242 | 721 | Yes
5545490 | Active | Systems | SMARTCOMFORT TXT+ R410A HP | TEMPSTAR | TCH936GKA2* |  | END4X42*17**+WALLCON | *8MV*0901716** | 36000 | 13.2 | 18 | 36600 | 9.5 | 22600 | 1 | HRCU-A-CB |  |  | 237 | 699 | Yes
5545559 | Active | Systems | SMARTCOMFORT TXT+ R410A HP | TEMPSTAR | TCH936GKA2* |  | END4X42*17**+WALLCON | *9MA*0601714A** | 35600 | 12.5 | 17 | 37000 | 9 | 23600 | 1 | HRCU-A-CB |  |  | 248 | 737 | Yes
5545560 | Active | Systems | SMARTCOMFORT TXT+ R410A HP | TEMPSTAR | TCH936GKA2* |  | END4X42*17**+WALLCON | *9MA*0801714A** | 35800 | 12.7 | 17.2 | 37000 | 9.2 | 23400 | 1 | HRCU-A-CB |  |  | 246 | 721 | Yes
5545535 | Active | Systems | SMARTCOMFORT TXT+ R410A HP | TEMPSTAR | TCH936GKA2* |  | ENH4X36*17** | *8MX*0701716** | 34800 | 12.5 | 16.5 | 36000 | 9 | 22600 | 1 | HRCU-A-CB |  |  | 250 | 737 | Yes
5545693 | Active | Systems | SMARTCOMFORT TXT+ R410A HP | TEMPSTAR | TCH936GKA2* |  | ENH4X36*17** | *9MV*0601714A** | 34800 | 12.7 | 16.7 | 35800 | 9 | 22200 | 1 | HRCU-A-CB |  |  | 247 | 737 | Yes
5545694 | Active | Systems | SMARTCOMFORT TXT+ R410A HP | TEMPSTAR | TCH936GKA2* |  | ENH4X36*17** | *9MV*0801716A** | 35000 | 13 | 17 | 35800 | 9 | 22000 | 1 | HRCU-A-CB |  |  | 244 | 737 | Yes
5545614 | Active | Systems | SMARTCOMFORT TXT+ R410A HP | TEMPSTAR | TCH936GKA2* |  | ENH4X36*17** | *9MX*0601714A** | 34800 | 12.5 | 17 | 36000 | 8.5 | 22600 | 1 | HRCU-A-CB |  |  | 242 | 781 | Yes
5545615 | Active | Systems | SMARTCOMFORT TXT+ R410A HP | TEMPSTAR | TCH936GKA2* |  | ENH4X36*17** | *9MX*0801716A** | 34800 | 12.7 | 16.7 | 36000 | 9 | 22400 | 1 | HRCU-A-CB |  |  | 247 | 737 | Yes
5545753 | Active | Systems | SMARTCOMFORT TXT+ R410A HP | TEMPSTAR | TCH936GKA2* |  | ENH4X36*17** | MV08**14C* | 35400 | 13.2 | 17.2 | 36000 | 9 | 22200 | 1 | HRCU-A-CB |  |  | 244 | 737 | Yes
5545754 | Active | Systems | SMARTCOMFORT TXT+ R410A HP | TEMPSTAR | TCH936GKA2* |  | ENH4X36*17** | MV12**17C* | 35800 | 13.2 | 17.5 | 36000 | 9 | 22400 | 1 | HRCU-A-CB |  |  | 242 | 737 | Yes
5691744 | Active | Systems | SMARTCOMFORT TXT+ R410A HP | TEMPSTAR | TCH936GKA2* |  | ENH4X36*17** | OLV098A12* | 34600 | 12.5 | 16.7 | 36000 | 8.5 | 22600 | 1 | HRCU-A-CB |  |  | 245 | 781 | Yes
5545498 | Active | Systems | SMARTCOMFORT TXT+ R410A HP | TEMPSTAR | TCH936GKA2* |  | ENH4X36*17**+WALLCON | *8MV*0701412** | 35200 | 12.5 | 17.2 | 36400 | 9 | 22800 | 1 | HRCU-A-CB |  |  | 242 | 737 | Yes
5545499 | Active | Systems | SMARTCOMFORT TXT+ R410A HP | TEMPSTAR | TCH936GKA2* |  | ENH4X36*17**+WALLCON | *8MV*0901716** | 35400 | 13 | 17.5 | 36000 | 9 | 22600 | 1 | HRCU-A-CB |  |  | 240 | 737 | Yes
5545568 | Active | Systems | SMARTCOMFORT TXT+ R410A HP | TEMPSTAR | TCH936GKA2* |  | ENH4X36*17**+WALLCON | *9MA*0801714A** | 35000 | 12.5 | 17 | 36800 | 9 | 23200 | 1 | HRCU-A-CB |  |  | 244 | 737 | Yes
5545326 | Active | Systems | SMARTCOMFORT TXT+ R410A HP | TEMPSTAR | TCH936GKA2* |  | ENH4X42*21** | *8MX*0451408** | 35200 | 12.5 | 17 | 36600 | 9 | 23000 | 1 | HRCU-A-CB |  |  | 245 | 737 | Yes
5545327 | Active | Systems | SMARTCOMFORT TXT+ R410A HP | TEMPSTAR | TCH936GKA2* |  | ENH4X42*21** | *8MX*0701716** | 35800 | 12.5 | 17 | 37000 | 9 | 23600 | 1 | HRCU-A-CB |  |  | 249 | 737 | Yes
5545328 | Active | Systems | SMARTCOMFORT TXT+ R410A HP | TEMPSTAR | TCH936GKA2* |  | ENH4X42*21** | *8MX*0902116** | 36000 | 13 | 17.2 | 36600 | 9.2 | 22800 | 1 | HRCU-A-CB |  |  | 248 | 721 | Yes
5545329 | Active | Systems | SMARTCOMFORT TXT+ R410A HP | TEMPSTAR | TCH936GKA2* |  | ENH4X42*21** | *8MX*1102120** | 36000 | 13.2 | 17.2 | 36600 | 9.5 | 22800 | 1 | HRCU-A-CB |  |  | 248 | 699 | Yes
5545695 | Active | Systems | SMARTCOMFORT TXT+ R410A HP | TEMPSTAR | TCH936GKA2* |  | ENH4X42*21** | *9MV*0601714A** | 35200 | 13 | 17 | 36000 | 9 | 22200 | 1 | HRCU-A-CB |  |  | 245 | 737 | Yes
5545696 | Active | Systems | SMARTCOMFORT TXT+ R410A HP | TEMPSTAR | TCH936GKA2* |  | ENH4X42*21** | *9MV*0801716A** | 35400 | 13.2 | 17.2 | 36000 | 9 | 22200 | 1 | HRCU-A-CB |  |  | 244 | 737 | Yes
5545698 | Active | Systems | SMARTCOMFORT TXT+ R410A HP | TEMPSTAR | TCH936GKA2* |  | ENH4X42*21** | *9MV*0802120A** | 35200 | 13.2 | 17.5 | 35600 | 9 | 21800 | 1 | HRCU-A-CB |  |  | 238 | 737 | Yes
5545699 | Active | Systems | SMARTCOMFORT TXT+ R410A HP | TEMPSTAR | TCH936GKA2* |  | ENH4X42*21** | *9MV*1002120A** | 35000 | 13.2 | 17.2 | 35400 | 9 | 21800 | 1 | HRCU-A-CB |  |  | 241 | 737 | Yes
5545617 | Active | Systems | SMARTCOMFORT TXT+ R410A HP | TEMPSTAR | TCH936GKA2* |  | ENH4X42*21** | *9MX*0601714A** | 35200 | 12.7 | 17.2 | 36000 | 9 | 22600 | 1 | HRCU-A-CB |  |  | 242 | 737 | Yes
5545618 | Active | Systems | SMARTCOMFORT TXT+ R410A HP | TEMPSTAR | TCH936GKA2* |  | ENH4X42*21** | *9MX*0801716A** | 35200 | 12.7 | 17 | 36000 | 9 | 22600 | 1 | HRCU-A-CB |  |  | 245 | 737 | Yes
5545755 | Active | Systems | SMARTCOMFORT TXT+ R410A HP | TEMPSTAR | TCH936GKA2* |  | ENH4X42*21** | MV12**17C* | 36200 | 13.5 | 17.7 | 36000 | 9 | 22400 | 1 | HRCU-A-CB |  |  | 242 | 737 | Yes
5545757 | Active | Systems | SMARTCOMFORT TXT+ R410A HP | TEMPSTAR | TCH936GKA2* |  | ENH4X42*21** | MV16**21C* | 36200 | 13.7 | 17.7 | 36000 | 9 | 22400 | 1 | HRCU-A-CB |  |  | 242 | 737 | Yes
5545369 | Active | Systems | SMARTCOMFORT TXT+ R410A HP | TEMPSTAR | TCH936GKA2* |  | ENH4X42*21** | NOMV106D12* | 35000 | 13 | 16.7 | 36000 | 8.5 | 22400 | 1 | HRCU-A-CB |  |  | 248 | 781 | Yes
5545371 | Active | Systems | SMARTCOMFORT TXT+ R410A HP | TEMPSTAR | TCH936GKA2* |  | ENH4X42*21** | NOMV156E19* | 35800 | 13 | 17 | 36600 | 8.5 | 22800 | 1 | HRCU-A-CB |  |  | 249 | 781 | Yes
5691757 | Active | Systems | SMARTCOMFORT TXT+ R410A HP | TEMPSTAR | TCH936GKA2* |  | ENH4X42*21** | OLV098A12* | 35000 | 12.5 | 16.7 | 36000 | 8.5 | 22600 | 1 | HRCU-A-CB |  |  | 248 | 781 | Yes
5691751 | Active | Systems | SMARTCOMFORT TXT+ R410A HP | TEMPSTAR | TCH936GKA2* |  | ENH4X42*21** | OMV098J12* | 35200 | 12.5 | 17.2 | 36400 | 9 | 22800 | 1 | HRCU-A-CB |  |  | 242 | 737 | Yes
5545434 | Active | Systems | SMARTCOMFORT TXT+ R410A HP | TEMPSTAR | TCH936GKA2* |  | ENH4X42*21** | OMV112K14A | 35800 | 12.5 | 17 | 37000 | 9.2 | 23200 | 1 | HRCU-A-CB |  |  | 249 | 721 | Yes
5545503 | Active | Systems | SMARTCOMFORT TXT+ R410A HP | TEMPSTAR | TCH936GKA2* |  | ENH4X42*21**+WALLCON | *8MV*0701412** | 35600 | 12.7 | 17.5 | 36600 | 9 | 22800 | 1 | HRCU-A-CB |  |  | 241 | 737 | Yes
5545504 | Active | Systems | SMARTCOMFORT TXT+ R410A HP | TEMPSTAR | TCH936GKA2* |  | ENH4X42*21**+WALLCON | *8MV*0901716** | 35800 | 13.2 | 17.7 | 36400 | 9.5 | 22600 | 1 | HRCU-A-CB |  |  | 239 | 699 | Yes
5545505 | Active | Systems | SMARTCOMFORT TXT+ R410A HP | TEMPSTAR | TCH936GKA2* |  | ENH4X42*21**+WALLCON | *8MV*1102120** | 35800 | 13.2 | 17.7 | 36400 | 9.5 | 22600 | 1 | HRCU-A-CB |  |  | 239 | 699 | Yes
5545571 | Active | Systems | SMARTCOMFORT TXT+ R410A HP | TEMPSTAR | TCH936GKA2* |  | ENH4X42*21**+WALLCON | *9MA*0601714A** | 35400 | 12.5 | 17 | 36800 | 9 | 23600 | 1 | HRCU-A-CB |  |  | 247 | 737 | Yes
5545572 | Active | Systems | SMARTCOMFORT TXT+ R410A HP | TEMPSTAR | TCH936GKA2* |  | ENH4X42*21**+WALLCON | *9MA*0801714A** | 35400 | 12.5 | 17.2 | 37000 | 9 | 23200 | 1 | HRCU-A-CB |  |  | 244 | 737 | Yes
5545330 | Active | Systems | SMARTCOMFORT TXT+ R410A HP | TEMPSTAR | TCH936GKA2* |  | ENH4X48*21** | *8MX*0451408** | 35800 | 12.5 | 17.5 | 37000 | 9 | 23200 | 1 | HRCU-A-CB |  |  | 242 | 737 | Yes
5545536 | Active | Systems | SMARTCOMFORT TXT+ R410A HP | TEMPSTAR | TCH936GKA2* |  | ENH4X48*21** | *8MX*0701716** | 36000 | 13 | 17.2 | 36600 | 9.2 | 22800 | 1 | HRCU-A-CB |  |  | 248 | 721 | Yes
5545332 | Active | Systems | SMARTCOMFORT TXT+ R410A HP | TEMPSTAR | TCH936GKA2* |  | ENH4X48*21** | *8MX*0902116** | 36800 | 13.2 | 18 | 37000 | 9.5 | 23000 | 1 | HRCU-A-CB |  |  | 242 | 699 | Yes
5545333 | Active | Systems | SMARTCOMFORT TXT+ R410A HP | TEMPSTAR | TCH936GKA2* |  | ENH4X48*21** | *8MX*1102120** | 36800 | 13.5 | 17.7 | 37000 | 9.5 | 23000 | 1 | HRCU-A-CB |  |  | 246 | 699 | Yes
5545700 | Active | Systems | SMARTCOMFORT TXT+ R410A HP | TEMPSTAR | TCH936GKA2* |  | ENH4X48*21** | *9MV*0601714A** | 35800 | 13.2 | 17.2 | 36000 | 9 | 22400 | 1 | HRCU-A-CB |  |  | 246 | 737 | Yes
5545701 | Active | Systems | SMARTCOMFORT TXT+ R410A HP | TEMPSTAR | TCH936GKA2* |  | ENH4X48*21** | *9MV*0801716A** | 36000 | 13.5 | 17.5 | 36000 | 9 | 22400 | 1 | HRCU-A-CB |  |  | 244 | 737 | Yes
5545702 | Active | Systems | SMARTCOMFORT TXT+ R410A HP | TEMPSTAR | TCH936GKA2* |  | ENH4X48*21** | *9MV*0802120A** | 36000 | 13.7 | 17.7 | 36000 | 9 | 22000 | 1 | HRCU-A-CB |  |  | 241 | 737 | Yes
5545703 | Active | Systems | SMARTCOMFORT TXT+ R410A HP | TEMPSTAR | TCH936GKA2* |  | ENH4X48*21** | *9MV*1002120A** | 35800 | 13.7 | 17.7 | 36000 | 9 | 22000 | 1 | HRCU-A-CB |  |  | 239 | 737 | Yes
5545619 | Active | Systems | SMARTCOMFORT TXT+ R410A HP | TEMPSTAR | TCH936GKA2* |  | ENH4X48*21** | *9MX*0601714A** | 35800 | 13 | 17.5 | 36600 | 9 | 22800 | 1 | HRCU-A-CB |  |  | 242 | 737 | Yes
5545620 | Active | Systems | SMARTCOMFORT TXT+ R410A HP | TEMPSTAR | TCH936GKA2* |  | ENH4X48*21** | *9MX*0801716A** | 35800 | 13 | 17.2 | 36600 | 9.2 | 22600 | 1 | HRCU-A-CB |  |  | 246 | 721 | Yes
5545758 | Active | Systems | SMARTCOMFORT TXT+ R410A HP | TEMPSTAR | TCH936GKA2* |  | ENH4X48*21** | MV12**17C* | 36800 | 13.7 | 18.2 | 36000 | 9 | 22400 | 1 | HRCU-A-CB |  |  | 239 | 737 | Yes
5545759 | Active | Systems | SMARTCOMFORT TXT+ R410A HP | TEMPSTAR | TCH936GKA2* |  | ENH4X48*21** | MV16**21C* | 36800 | 14 | 18.2 | 36000 | 9 | 22400 | 1 | HRCU-A-CB |  |  | 239 | 737 | Yes
5545372 | Active | Systems | SMARTCOMFORT TXT+ R410A HP | TEMPSTAR | TCH936GKA2* |  | ENH4X48*21** | NOMV106D12* | 35600 | 13.2 | 17.2 | 36000 | 8.5 | 22400 | 1 | HRCU-A-CB |  |  | 245 | 781 | Yes
5545373 | Active | Systems | SMARTCOMFORT TXT+ R410A HP | TEMPSTAR | TCH936GKA2* |  | ENH4X48*21** | NOMV156E19* | 36400 | 13.2 | 17.2 | 36800 | 9 | 22800 | 1 | HRCU-A-CB |  |  | 251 | 737 | Yes
5691776 | Active | Systems | SMARTCOMFORT TXT+ R410A HP | TEMPSTAR | TCH936GKA2* |  | ENH4X48*21** | OLV098A12* | 35600 | 13 | 17.2 | 36400 | 8.5 | 22600 | 1 | HRCU-A-CB |  |  | 245 | 781 | Yes
5545441 | Active | Systems | SMARTCOMFORT TXT+ R410A HP | TEMPSTAR | TCH936GKA2* |  | ENH4X48*21** | OLV112A16A | 36600 | 12.5 | 17.2 | 37400 | 9.5 | 23600 | 1 | HRCU-A-CB |  |  | 252 | 699 | Yes
5691765 | Active | Systems | SMARTCOMFORT TXT+ R410A HP | TEMPSTAR | TCH936GKA2* |  | ENH4X48*21** | OMV098J12* | 35800 | 13 | 17.5 | 36600 | 9 | 22800 | 1 | HRCU-A-CB |  |  | 242 | 737 | Yes
5545440 | Active | Systems | SMARTCOMFORT TXT+ R410A HP | TEMPSTAR | TCH936GKA2* |  | ENH4X48*21** | OMV112K14A | 36400 | 13 | 17.7 | 37000 | 9.5 | 23200 | 1 | HRCU-A-CB |  |  | 243 | 699 | Yes
5545507 | Active | Systems | SMARTCOMFORT TXT+ R410A HP | TEMPSTAR | TCH936GKA2* |  | ENH4X48*21**+WALLCON | *8MV*0701412** | 36200 | 13 | 17.7 | 36800 | 9.5 | 22800 | 1 | HRCU-A-CB |  |  | 242 | 699 | Yes
5545508 | Active | Systems | SMARTCOMFORT TXT+ R410A HP | TEMPSTAR | TCH936GKA2* |  | ENH4X48*21**+WALLCON | *8MV*0901716** | 36400 | 13.5 | 18.2 | 36600 | 9.5 | 22600 | 1 | HRCU-A-CB |  |  | 237 | 699 | Yes
5545510 | Active | Systems | SMARTCOMFORT TXT+ R410A HP | TEMPSTAR | TCH936GKA2* |  | ENH4X48*21**+WALLCON | *8MV*1102120** | 36400 | 13.5 | 18.2 | 36600 | 9.5 | 22600 | 1 | HRCU-A-CB |  |  | 237 | 699 | Yes
5545574 | Active | Systems | SMARTCOMFORT TXT+ R410A HP | TEMPSTAR | TCH936GKA2* |  | ENH4X48*21**+WALLCON | *9MA*0601714A** | 36000 | 12.7 | 17.2 | 37200 | 9.2 | 23600 | 1 | HRCU-A-CB |  |  | 248 | 721 | Yes
5545575 | Active | Systems | SMARTCOMFORT TXT+ R410A HP | TEMPSTAR | TCH936GKA2* |  | ENH4X48*21**+WALLCON | *9MA*0801714A** | 36200 | 13 | 17.5 | 37200 | 9.5 | 23400 | 1 | HRCU-A-CB |  |  | 245 | 699 | Yes
5545525 | Active | Systems | SMARTCOMFORT TXT+ R410A HP | TEMPSTAR | TCH936GKA2* |  | FCM4X24****+WALLCON |  | 35400 | 12.7 | 17.5 | 36400 | 9 | 22600 | 1 | HRCU-A-CB |  |  | 240 | 737 | Yes
5545526 | Active | Systems | SMARTCOMFORT TXT+ R410A HP | TEMPSTAR | TCH936GKA2* |  | FCM4X36****+WALLCON |  | 35600 | 13.2 | 18 | 36000 | 9.2 | 22400 | 1 | HRCU-A-CB |  |  | 234 | 721 | Yes
5545528 | Active | Systems | SMARTCOMFORT TXT+ R410A HP | TEMPSTAR | TCH936GKA2* |  | FCM4X48****+WALLCON |  | 36800 | 14 | 18.5 | 36400 | 9.5 | 22600 | 1 | HRCU-A-CB |  |  | 236 | 699 | Yes
5545264 | Active | Systems | SMARTCOMFORT TXT+ R410A HP | TEMPSTAR | TCH936GKA2* |  | FCM4X60****+WALLCON |  | 36600 | 13.7 | 19 | 37000 | 10 | 22800 | 1 | HRCU-A-CB | Yes |  | 228 | 664 | Yes
5545462 | Active | Systems | SMARTCOMFORT TXT+ R410A HP | TEMPSTAR | TCH936GKA2* |  | FVM4X24**** |  | 35000 | 13 | 17.2 | 36000 | 9 | 22400 | 1 | HRCU-A-CB |  |  | 241 | 737 | Yes
5545464 | Active | Systems | SMARTCOMFORT TXT+ R410A HP | TEMPSTAR | TCH936GKA2* |  | FVM4X36**** |  | 35200 | 13.5 | 18 | 36000 | 9 | 22200 | 1 | HRCU-A-CB |  |  | 232 | 737 | Yes
5545465 | Active | Systems | SMARTCOMFORT TXT+ R410A HP | TEMPSTAR | TCH936GKA2* |  | FVM4X48**** |  | 36400 | 13.7 | 18.2 | 36000 | 9.5 | 22400 | 1 | HRCU-A-CB |  |  | 237 | 699 | Yes
5545466 | Active | Systems | SMARTCOMFORT TXT+ R410A HP | TEMPSTAR | TCH936GKA2* |  | FVM4X60**** |  | 36800 | 14 | 18.7 | 36400 | 10 | 22400 | 1 | HRCU-A-CB |  |  | 233 | 664 | Yes
5258296 | Discontinued | Systems | SMARTCOMFORT TXT+ R410A HP | TEMPSTAR | TCH948GKA* |  | EA*4X48*24A*+WALLCON | *8MV*1352422** | 44500 | 12.5 | 16 | 47000 | 9.2 | 29600 | 1 | HRCU-A-CB |  |  | 329 | 1031 | Yes
5258398 | Discontinued | Systems | SMARTCOMFORT TXT+ R410A HP | TEMPSTAR | TCH948GKA* |  | EA*4X48*24A*+WALLCON | *9MA*1002122A** | 45000 | 12.5 | 15.7 | 48000 | 9 | 31200 | 1 | HRCU-A-CB |  |  | 339 | 1053 | Yes
5258243 | Discontinued | Systems | SMARTCOMFORT TXT+ R410A HP | TEMPSTAR | TCH948GKA* |  | EA*4X60*21A* | *8MX*1102120** | 45500 | 12.5 | 16 | 47500 | 9.5 | 29800 | 1 | HRCU-A-CB |  |  | 337 | 998 | Yes
5258373 | Discontinued | Systems | SMARTCOMFORT TXT+ R410A HP | TEMPSTAR | TCH948GKA* |  | EA*4X60*21A* | *9MV*0802120A** | 45000 | 12.5 | 15.7 | 47000 | 9.2 | 29600 | 1 | HRCU-A-CB |  |  | 339 | 1031 | Yes
5258374 | Discontinued | Systems | SMARTCOMFORT TXT+ R410A HP | TEMPSTAR | TCH948GKA* |  | EA*4X60*21A* | *9MV*1002120A** | 45000 | 12.5 | 15.7 | 46500 | 9.2 | 29400 | 1 | HRCU-A-CB |  |  | 339 | 1031 | Yes
5258404 | Discontinued | Systems | SMARTCOMFORT TXT+ R410A HP | TEMPSTAR | TCH948GKA* |  | EA*4X60*21A* | *9MX*0802120A** | 46000 | 12.5 | 15.5 | 48000 | 9 | 31400 | 1 | HRCU-A-CB |  |  | 351 | 1053 | Yes
5258405 | Discontinued | Systems | SMARTCOMFORT TXT+ R410A HP | TEMPSTAR | TCH948GKA* |  | EA*4X60*21A* | *9MX*1002120A** | 46000 | 12.5 | 15.7 | 48000 | 9 | 31400 | 1 | HRCU-A-CB |  |  | 347 | 1053 | Yes
5428508 | Discontinued | Systems | SMARTCOMFORT TXT+ R410A HP | TEMPSTAR | TCH948GKA* |  | EA*4X60*21A* | MV16**21C* | 45500 | 12.5 | 16.2 | 47500 | 9 | 29800 | 1 | HRCU-A-CB |  |  | 333 | 1053 | Yes
5258297 | Discontinued | Systems | SMARTCOMFORT TXT+ R410A HP | TEMPSTAR | TCH948GKA* |  | EA*4X60*21A*+WALLCON | *8MV*0901716** | 45500 | 12.5 | 16 | 47500 | 9.5 | 30000 | 1 | HRCU-A-CB |  |  | 337 | 998 | Yes
5258298 | Discontinued | Systems | SMARTCOMFORT TXT+ R410A HP | TEMPSTAR | TCH948GKA* |  | EA*4X60*21A*+WALLCON | *8MV*1102120** | 45500 | 12.5 | 16 | 47500 | 9.5 | 30000 | 1 | HRCU-A-CB |  |  | 337 | 998 | Yes
5258402 | Discontinued | Systems | SMARTCOMFORT TXT+ R410A HP | TEMPSTAR | TCH948GKA* |  | EA*4X60*21A*+WALLCON | *9MA*0802120A** | 45500 | 12.5 | 15.7 | 48000 | 9 | 31400 | 1 | HRCU-A-CB |  |  | 343 | 1053 | Yes
5258403 | Discontinued | Systems | SMARTCOMFORT TXT+ R410A HP | TEMPSTAR | TCH948GKA* |  | EA*4X60*21A*+WALLCON | *9MA*1002122A** | 46000 | 12.5 | 16 | 48000 | 9 | 31400 | 1 | HRCU-A-CB |  |  | 340 | 1053 | Yes
5258246 | Discontinued | Systems | SMARTCOMFORT TXT+ R410A HP | TEMPSTAR | TCH948GKA* |  | EA*4X60*24A* | *8MX*1102120** | 46000 | 12.5 | 16 | 47500 | 9.5 | 29800 | 1 | HRCU-A-CB |  |  | 340 | 998 | Yes
5258247 | Discontinued | Systems | SMARTCOMFORT TXT+ R410A HP | TEMPSTAR | TCH948GKA* |  | EA*4X60*24A* | *8MX*1352420** | 45500 | 12.5 | 15.7 | 47500 | 9.5 | 30000 | 1 | HRCU-A-CB |  |  | 343 | 998 | Yes
5258375 | Discontinued | Systems | SMARTCOMFORT TXT+ R410A HP | TEMPSTAR | TCH948GKA* |  | EA*4X60*24A* | *9MV*0802120A** | 45000 | 12.5 | 15.7 | 47000 | 9.2 | 29600 | 1 | HRCU-A-CB |  |  | 339 | 1031 | Yes
5258376 | Discontinued | Systems | SMARTCOMFORT TXT+ R410A HP | TEMPSTAR | TCH948GKA* |  | EA*4X60*24A* | *9MV*1002120A** | 45000 | 12.5 | 15.7 | 46500 | 9.2 | 29400 | 1 | HRCU-A-CB |  |  | 339 | 1031 | Yes
5258356 | Discontinued | Systems | SMARTCOMFORT TXT+ R410A HP | TEMPSTAR | TCH948GKA* |  | EA*4X60*24A* | *9MV*1202422A** | 45000 | 12.5 | 16 | 47000 | 9.2 | 29600 | 1 | HRCU-A-CB |  |  | 333 | 1031 | Yes
5258409 | Discontinued | Systems | SMARTCOMFORT TXT+ R410A HP | TEMPSTAR | TCH948GKA* |  | EA*4X60*24A* | *9MX*0802120A** | 46000 | 12.5 | 15.5 | 48000 | 9.5 | 31400 | 1 | HRCU-A-CB |  |  | 351 | 998 | Yes
5258410 | Discontinued | Systems | SMARTCOMFORT TXT+ R410A HP | TEMPSTAR | TCH948GKA* |  | EA*4X60*24A* | *9MX*1002120A** | 46000 | 12.5 | 15.7 | 48000 | 9 | 31400 | 1 | HRCU-A-CB |  |  | 347 | 1053 | Yes
5428509 | Discontinued | Systems | SMARTCOMFORT TXT+ R410A HP | TEMPSTAR | TCH948GKA* |  | EA*4X60*24A* | MV16**21C* | 45500 | 12.5 | 16.2 | 47500 | 9 | 29800 | 1 | HRCU-A-CB |  |  | 333 | 1053 | Yes
5428510 | Discontinued | Systems | SMARTCOMFORT TXT+ R410A HP | TEMPSTAR | TCH948GKA* |  | EA*4X60*24A* | MV20**24C* | 45000 | 12.5 | 16.2 | 47000 | 9 | 29600 | 1 | HRCU-A-CB |  |  | 329 | 1053 | Yes
5258299 | Discontinued | Systems | SMARTCOMFORT TXT+ R410A HP | TEMPSTAR | TCH948GKA* |  | EA*4X60*24A*+WALLCON | *8MV*1102120** | 45500 | 12.5 | 16 | 47500 | 9.5 | 29800 | 1 | HRCU-A-CB |  |  | 337 | 998 | Yes
5258300 | Discontinued | Systems | SMARTCOMFORT TXT+ R410A HP | TEMPSTAR | TCH948GKA* |  | EA*4X60*24A*+WALLCON | *8MV*1352422** | 45500 | 12.5 | 16.2 | 47500 | 9.5 | 29800 | 1 | HRCU-A-CB |  |  | 333 | 998 | Yes
5258407 | Discontinued | Systems | SMARTCOMFORT TXT+ R410A HP | TEMPSTAR | TCH948GKA* |  | EA*4X60*24A*+WALLCON | *9MA*0802120A** | 45500 | 12.5 | 15.7 | 48000 | 9 | 31400 | 1 | HRCU-A-CB |  |  | 343 | 1053 | Yes
5258408 | Discontinued | Systems | SMARTCOMFORT TXT+ R410A HP | TEMPSTAR | TCH948GKA* |  | EA*4X60*24A*+WALLCON | *9MA*1002122A** | 46000 | 12.5 | 16 | 48000 | 9 | 31400 | 1 | HRCU-A-CB |  |  | 340 | 1053 | Yes
5258343 | Discontinued | Systems | SMARTCOMFORT TXT+ R410A HP | TEMPSTAR | TCH948GKA* |  | EA*4X60*24A*+WALLCON | *9MA*1202422A** | 45500 | 12.5 | 16 | 47500 | 9.5 | 30000 | 1 | HRCU-A-CB |  |  | 337 | 998 | Yes
5258302 | Discontinued | Systems | SMARTCOMFORT TXT+ R410A HP | TEMPSTAR | TCH948GKA* |  | ED*4X48J**+WALLCON | *8MV*1352422** | 44500 | 12.5 | 16 | 47000 | 9.2 | 29800 | 1 | HRCU-A-CB |  |  | 329 | 1031 | Yes
5258253 | Discontinued | Systems | SMARTCOMFORT TXT+ R410A HP | TEMPSTAR | TCH948GKA* |  | ED*4X60L** | *8MX*1102120** | 46000 | 12.5 | 16 | 47500 | 9.5 | 29800 | 1 | HRCU-A-CB |  |  | 340 | 998 | Yes
5258254 | Discontinued | Systems | SMARTCOMFORT TXT+ R410A HP | TEMPSTAR | TCH948GKA* |  | ED*4X60L** | *8MX*1352420** | 45500 | 12.5 | 15.7 | 47500 | 9.5 | 30000 | 1 | HRCU-A-CB |  |  | 343 | 998 | Yes
5258357 | Discontinued | Systems | SMARTCOMFORT TXT+ R410A HP | TEMPSTAR | TCH948GKA* |  | ED*4X60L** | *9MV*1202422A** | 45000 | 12.5 | 16 | 47000 | 9.2 | 29600 | 1 | HRCU-A-CB |  |  | 333 | 1031 | Yes
5258303 | Discontinued | Systems | SMARTCOMFORT TXT+ R410A HP | TEMPSTAR | TCH948GKA* |  | ED*4X60L**+WALLCON | *8MV*1102120** | 45500 | 12.5 | 16 | 47500 | 9.5 | 29800 | 1 | HRCU-A-CB |  |  | 337 | 998 | Yes
5258304 | Discontinued | Systems | SMARTCOMFORT TXT+ R410A HP | TEMPSTAR | TCH948GKA* |  | ED*4X60L**+WALLCON | *8MV*1352422** | 45500 | 12.5 | 16.2 | 47500 | 9.5 | 29800 | 1 | HRCU-A-CB |  |  | 333 | 998 | Yes
5258345 | Discontinued | Systems | SMARTCOMFORT TXT+ R410A HP | TEMPSTAR | TCH948GKA* |  | ED*4X60L**+WALLCON | *9MA*1202422A** | 45500 | 12.5 | 16 | 47500 | 9.5 | 30000 | 1 | HRCU-A-CB |  |  | 337 | 998 | Yes
5258282 | Discontinued | Systems | SMARTCOMFORT TXT+ R410A HP | TEMPSTAR | TCH948GKA* |  | EHD4X48A** | *8MX*1102120** | 45000 | 12.5 | 16 | 47000 | 9.2 | 29600 | 1 | HRCU-A-CB |  |  | 333 | 1031 | Yes
5258319 | Discontinued | Systems | SMARTCOMFORT TXT+ R410A HP | TEMPSTAR | TCH948GKA* |  | EHD4X48A**+WALLCON | *8MV*1352422** | 45000 | 12.5 | 16 | 47500 | 9.5 | 29800 | 1 | HRCU-A-CB |  |  | 333 | 998 | Yes
5258438 | Discontinued | Systems | SMARTCOMFORT TXT+ R410A HP | TEMPSTAR | TCH948GKA* |  | EHD4X48A**+WALLCON | *9MA*1002122A** | 45500 | 12.5 | 15.7 | 48000 | 9 | 31400 | 1 | HRCU-A-CB |  |  | 343 | 1053 | Yes
5258287 | Discontinued | Systems | SMARTCOMFORT TXT+ R410A HP | TEMPSTAR | TCH948GKA* |  | EHD4X60A** | *8MX*0902116** | 46000 | 12.5 | 16.2 | 48000 | 9.5 | 30000 | 1 | HRCU-A-CB |  |  | 336 | 998 | Yes
5258288 | Discontinued | Systems | SMARTCOMFORT TXT+ R410A HP | TEMPSTAR | TCH948GKA* |  | EHD4X60A** | *8MX*1102120** | 46000 | 12.5 | 16.2 | 47500 | 9.5 | 29800 | 1 | HRCU-A-CB |  |  | 336 | 998 | Yes
5258289 | Discontinued | Systems | SMARTCOMFORT TXT+ R410A HP | TEMPSTAR | TCH948GKA* |  | EHD4X60A** | *8MX*1352420** | 46000 | 12.5 | 16 | 47500 | 9.5 | 30000 | 1 | HRCU-A-CB |  |  | 340 | 998 | Yes
5258389 | Discontinued | Systems | SMARTCOMFORT TXT+ R410A HP | TEMPSTAR | TCH948GKA* |  | EHD4X60A** | *9MV*0802120A** | 45500 | 12.5 | 16 | 47000 | 9.2 | 29600 | 1 | HRCU-A-CB |  |  | 337 | 1031 | Yes
5258390 | Discontinued | Systems | SMARTCOMFORT TXT+ R410A HP | TEMPSTAR | TCH948GKA* |  | EHD4X60A** | *9MV*1002120A** | 45000 | 12.5 | 16 | 47000 | 9.2 | 29400 | 1 | HRCU-A-CB |  |  | 333 | 1031 | Yes
5258368 | Discontinued | Systems | SMARTCOMFORT TXT+ R410A HP | TEMPSTAR | TCH948GKA* |  | EHD4X60A** | *9MV*1202422A** | 45500 | 12.5 | 16 | 47000 | 9.5 | 29600 | 1 | HRCU-A-CB |  |  | 337 | 998 | Yes
5258444 | Discontinued | Systems | SMARTCOMFORT TXT+ R410A HP | TEMPSTAR | TCH948GKA* |  | EHD4X60A** | *9MX*0802120A** | 46500 | 12.5 | 15.7 | 48000 | 9.5 | 31400 | 1 | HRCU-A-CB |  |  | 351 | 998 | Yes
5258445 | Discontinued | Systems | SMARTCOMFORT TXT+ R410A HP | TEMPSTAR | TCH948GKA* |  | EHD4X60A** | *9MX*1002120A** | 46500 | 12.5 | 16 | 48000 | 9.5 | 31400 | 1 | HRCU-A-CB |  |  | 344 | 998 | Yes
5258341 | Discontinued | Systems | SMARTCOMFORT TXT+ R410A HP | TEMPSTAR | TCH948GKA* |  | EHD4X60A** | *9MX*1202422A** | 46000 | 12.5 | 15.7 | 48000 | 9.5 | 30000 | 1 | HRCU-A-CB |  |  | 347 | 998 | Yes
5428521 | Discontinued | Systems | SMARTCOMFORT TXT+ R410A HP | TEMPSTAR | TCH948GKA* |  | EHD4X60A** | MV16**21C* | 45500 | 12.5 | 16.5 | 47500 | 9 | 29800 | 1 | HRCU-A-CB |  |  | 326 | 1053 | Yes
5428522 | Discontinued | Systems | SMARTCOMFORT TXT+ R410A HP | TEMPSTAR | TCH948GKA* |  | EHD4X60A** | MV20**24C* | 45500 | 12.7 | 16.5 | 47000 | 9 | 29600 | 1 | HRCU-A-CB |  |  | 326 | 1053 | Yes
5258320 | Discontinued | Systems | SMARTCOMFORT TXT+ R410A HP | TEMPSTAR | TCH948GKA* |  | EHD4X60A**+WALLCON | *8MV*0901716** | 45500 | 12.5 | 16.2 | 47500 | 9.5 | 30000 | 1 | HRCU-A-CB |  |  | 333 | 998 | Yes
5258321 | Discontinued | Systems | SMARTCOMFORT TXT+ R410A HP | TEMPSTAR | TCH948GKA* |  | EHD4X60A**+WALLCON | *8MV*1102120** | 45500 | 12.5 | 16.2 | 47500 | 9.5 | 29800 | 1 | HRCU-A-CB |  |  | 333 | 998 | Yes
5258322 | Discontinued | Systems | SMARTCOMFORT TXT+ R410A HP | TEMPSTAR | TCH948GKA* |  | EHD4X60A**+WALLCON | *8MV*1352422** | 45500 | 12.7 | 16.5 | 47500 | 9.5 | 29800 | 1 | HRCU-A-CB |  |  | 326 | 998 | Yes
5258442 | Discontinued | Systems | SMARTCOMFORT TXT+ R410A HP | TEMPSTAR | TCH948GKA* |  | EHD4X60A**+WALLCON | *9MA*0802120A** | 46000 | 12.5 | 16 | 48000 | 9 | 31400 | 1 | HRCU-A-CB |  |  | 340 | 1053 | Yes
5258443 | Discontinued | Systems | SMARTCOMFORT TXT+ R410A HP | TEMPSTAR | TCH948GKA* |  | EHD4X60A**+WALLCON | *9MA*1002122A** | 46000 | 12.7 | 16 | 48000 | 9.5 | 31400 | 1 | HRCU-A-CB |  |  | 340 | 998 | Yes
5258351 | Discontinued | Systems | SMARTCOMFORT TXT+ R410A HP | TEMPSTAR | TCH948GKA* |  | EHD4X60A**+WALLCON | *9MA*1202422A** | 45500 | 12.5 | 16 | 47500 | 9.5 | 30000 | 1 | HRCU-A-CB |  |  | 337 | 998 | Yes
5258261 | Discontinued | Systems | SMARTCOMFORT TXT+ R410A HP | TEMPSTAR | TCH948GKA* |  | EN(A,D)4X48*24** | *8MX*1102120** | 45000 | 12.5 | 16 | 47000 | 9 | 29600 | 1 | HRCU-A-CB |  |  | 333 | 1053 | Yes
5258308 | Discontinued | Systems | SMARTCOMFORT TXT+ R410A HP | TEMPSTAR | TCH948GKA* |  | EN(A,D)4X48*24**+WALLCON | *8MV*1352422** | 44500 | 12.5 | 16 | 47000 | 9.2 | 29600 | 1 | HRCU-A-CB |  |  | 329 | 1031 | Yes
5258418 | Discontinued | Systems | SMARTCOMFORT TXT+ R410A HP | TEMPSTAR | TCH948GKA* |  | EN(A,D)4X48*24**+WALLCON | *9MA*1002122A** | 45000 | 12.5 | 15.7 | 48000 | 9 | 31200 | 1 | HRCU-A-CB |  |  | 339 | 1053 | Yes
5258258 | Discontinued | Systems | SMARTCOMFORT TXT+ R410A HP | TEMPSTAR | TCH948GKA* |  | EN(A,D,W)4X48*21** | *8MX*1102120** | 45000 | 12.5 | 16 | 47000 | 9 | 29600 | 1 | HRCU-A-CB |  |  | 333 | 1053 | Yes
5258413 | Discontinued | Systems | SMARTCOMFORT TXT+ R410A HP | TEMPSTAR | TCH948GKA* |  | EN(A,D,W)4X48*21**+WALLCON | *9MA*1002122A** | 45000 | 12.5 | 15.7 | 48000 | 9 | 31200 | 1 | HRCU-A-CB |  |  | 339 | 1053 | Yes
5258265 | Discontinued | Systems | SMARTCOMFORT TXT+ R410A HP | TEMPSTAR | TCH948GKA* |  | EN(A,D,W)4X60*24** | *8MX*1102120** | 46000 | 12.5 | 16.2 | 48000 | 9.5 | 29800 | 1 | HRCU-A-CB |  |  | 336 | 998 | Yes
5258266 | Discontinued | Systems | SMARTCOMFORT TXT+ R410A HP | TEMPSTAR | TCH948GKA* |  | EN(A,D,W)4X60*24** | *8MX*1352420** | 46000 | 12.5 | 16 | 48000 | 9.5 | 30000 | 1 | HRCU-A-CB |  |  | 340 | 998 | Yes
5258381 | Discontinued | Systems | SMARTCOMFORT TXT+ R410A HP | TEMPSTAR | TCH948GKA* |  | EN(A,D,W)4X60*24** | *9MV*0802120A** | 45000 | 12.5 | 16 | 47000 | 9.2 | 29600 | 1 | HRCU-A-CB |  |  | 333 | 1031 | Yes
5258382 | Discontinued | Systems | SMARTCOMFORT TXT+ R410A HP | TEMPSTAR | TCH948GKA* |  | EN(A,D,W)4X60*24** | *9MV*1002120A** | 45000 | 12.5 | 16 | 46500 | 9.2 | 29400 | 1 | HRCU-A-CB |  |  | 333 | 1031 | Yes
5258360 | Discontinued | Systems | SMARTCOMFORT TXT+ R410A HP | TEMPSTAR | TCH948GKA* |  | EN(A,D,W)4X60*24** | *9MV*1202422A** | 45000 | 12.5 | 16 | 47000 | 9.5 | 29600 | 1 | HRCU-A-CB |  |  | 333 | 998 | Yes
5258424 | Discontinued | Systems | SMARTCOMFORT TXT+ R410A HP | TEMPSTAR | TCH948GKA* |  | EN(A,D,W)4X60*24** | *9MX*0802120A** | 46000 | 12.5 | 15.5 | 48000 | 9.5 | 31400 | 1 | HRCU-A-CB |  |  | 351 | 998 | Yes
5258425 | Discontinued | Systems | SMARTCOMFORT TXT+ R410A HP | TEMPSTAR | TCH948GKA* |  | EN(A,D,W)4X60*24** | *9MX*1002120A** | 46000 | 12.5 | 15.7 | 48000 | 9.5 | 31400 | 1 | HRCU-A-CB |  |  | 347 | 998 | Yes
5428514 | Discontinued | Systems | SMARTCOMFORT TXT+ R410A HP | TEMPSTAR | TCH948GKA* |  | EN(A,D,W)4X60*24** | MV16**21C* | 45500 | 12.5 | 16.2 | 47500 | 9 | 29800 | 1 | HRCU-A-CB |  |  | 333 | 1053 | Yes
5428515 | Discontinued | Systems | SMARTCOMFORT TXT+ R410A HP | TEMPSTAR | TCH948GKA* |  | EN(A,D,W)4X60*24** | MV20**24C* | 45000 | 12.5 | 16.5 | 47000 | 9 | 29600 | 1 | HRCU-A-CB |  |  | 323 | 1053 | Yes
5258309 | Discontinued | Systems | SMARTCOMFORT TXT+ R410A HP | TEMPSTAR | TCH948GKA* |  | EN(A,D,W)4X60*24**+WALLCON | *8MV*1102120** | 45500 | 12.5 | 16.2 | 48000 | 9.5 | 29800 | 1 | HRCU-A-CB |  |  | 333 | 998 | Yes
5258310 | Discontinued | Systems | SMARTCOMFORT TXT+ R410A HP | TEMPSTAR | TCH948GKA* |  | EN(A,D,W)4X60*24**+WALLCON | *8MV*1352422** | 45500 | 12.5 | 16.2 | 47000 | 9.5 | 29800 | 1 | HRCU-A-CB |  |  | 333 | 998 | Yes
5258422 | Discontinued | Systems | SMARTCOMFORT TXT+ R410A HP | TEMPSTAR | TCH948GKA* |  | EN(A,D,W)4X60*24**+WALLCON | *9MA*0802120A** | 45500 | 12.5 | 16 | 48000 | 9 | 31400 | 1 | HRCU-A-CB |  |  | 337 | 1053 | Yes
5258423 | Discontinued | Systems | SMARTCOMFORT TXT+ R410A HP | TEMPSTAR | TCH948GKA* |  | EN(A,D,W)4X60*24**+WALLCON | *9MA*1002122A** | 46000 | 12.5 | 16 | 48000 | 9 | 31200 | 1 | HRCU-A-CB |  |  | 340 | 1053 | Yes
5258347 | Discontinued | Systems | SMARTCOMFORT TXT+ R410A HP | TEMPSTAR | TCH948GKA* |  | EN(A,D,W)4X60*24**+WALLCON | *9MA*1202422A** | 45000 | 12.5 | 16 | 48000 | 9 | 30000 | 1 | HRCU-A-CB |  |  | 333 | 1053 | Yes
5258270 | Discontinued | Systems | SMARTCOMFORT TXT+ R410A HP | TEMPSTAR | TCH948GKA* |  | ENH4X48*21** | *8MX*1102120** | 45000 | 12.5 | 16 | 47000 | 9 | 29600 | 1 | HRCU-A-CB |  |  | 333 | 1053 | Yes
5258313 | Discontinued | Systems | SMARTCOMFORT TXT+ R410A HP | TEMPSTAR | TCH948GKA* |  | ENH4X48*21**+WALLCON | *8MV*1352422** | 44500 | 12.5 | 16 | 47000 | 9.2 | 29600 | 1 | HRCU-A-CB |  |  | 329 | 1031 | Yes
5258428 | Discontinued | Systems | SMARTCOMFORT TXT+ R410A HP | TEMPSTAR | TCH948GKA* |  | ENH4X48*21**+WALLCON | *9MA*1002122A** | 45000 | 12.5 | 15.7 | 48000 | 9 | 31200 | 1 | HRCU-A-CB |  |  | 339 | 1053 | Yes
5258276 | Discontinued | Systems | SMARTCOMFORT TXT+ R410A HP | TEMPSTAR | TCH948GKA* |  | ENH4X60*24** | *8MX*1102120** | 46000 | 12.5 | 16.2 | 48000 | 9.5 | 29800 | 1 | HRCU-A-CB |  |  | 336 | 998 | Yes
5258277 | Discontinued | Systems | SMARTCOMFORT TXT+ R410A HP | TEMPSTAR | TCH948GKA* |  | ENH4X60*24** | *8MX*1352420** | 46000 | 12.5 | 16 | 48000 | 9.5 | 30000 | 1 | HRCU-A-CB |  |  | 340 | 998 | Yes
5258385 | Discontinued | Systems | SMARTCOMFORT TXT+ R410A HP | TEMPSTAR | TCH948GKA* |  | ENH4X60*24** | *9MV*0802120A** | 45000 | 12.5 | 16 | 47000 | 9.2 | 29600 | 1 | HRCU-A-CB |  |  | 333 | 1031 | Yes
5258386 | Discontinued | Systems | SMARTCOMFORT TXT+ R410A HP | TEMPSTAR | TCH948GKA* |  | ENH4X60*24** | *9MV*1002120A** | 45000 | 12.5 | 16 | 46500 | 9.2 | 29400 | 1 | HRCU-A-CB |  |  | 333 | 1031 | Yes
5258364 | Discontinued | Systems | SMARTCOMFORT TXT+ R410A HP | TEMPSTAR | TCH948GKA* |  | ENH4X60*24** | *9MV*1202422A** | 45000 | 12.5 | 16 | 47000 | 9.5 | 29600 | 1 | HRCU-A-CB |  |  | 333 | 998 | Yes
5258434 | Discontinued | Systems | SMARTCOMFORT TXT+ R410A HP | TEMPSTAR | TCH948GKA* |  | ENH4X60*24** | *9MX*0802120A** | 46000 | 12.5 | 15.5 | 48000 | 9.5 | 31400 | 1 | HRCU-A-CB |  |  | 351 | 998 | Yes
5258435 | Discontinued | Systems | SMARTCOMFORT TXT+ R410A HP | TEMPSTAR | TCH948GKA* |  | ENH4X60*24** | *9MX*1002120A** | 46000 | 12.5 | 15.7 | 48000 | 9.5 | 31400 | 1 | HRCU-A-CB |  |  | 347 | 998 | Yes
5428517 | Discontinued | Systems | SMARTCOMFORT TXT+ R410A HP | TEMPSTAR | TCH948GKA* |  | ENH4X60*24** | MV16**21C* | 45500 | 12.5 | 16.2 | 47500 | 9 | 29800 | 1 | HRCU-A-CB |  |  | 333 | 1053 | Yes
5428518 | Discontinued | Systems | SMARTCOMFORT TXT+ R410A HP | TEMPSTAR | TCH948GKA* |  | ENH4X60*24** | MV20**24C* | 45000 | 12.5 | 16.5 | 47000 | 9 | 29600 | 1 | HRCU-A-CB |  |  | 323 | 1053 | Yes
5258314 | Discontinued | Systems | SMARTCOMFORT TXT+ R410A HP | TEMPSTAR | TCH948GKA* |  | ENH4X60*24**+WALLCON | *8MV*0901716** | 45000 | 12.5 | 16 | 48000 | 9 | 30000 | 1 | HRCU-A-CB |  |  | 333 | 1053 | Yes
5258315 | Discontinued | Systems | SMARTCOMFORT TXT+ R410A HP | TEMPSTAR | TCH948GKA* |  | ENH4X60*24**+WALLCON | *8MV*1102120** | 45500 | 12.5 | 16.2 | 48000 | 9.5 | 29800 | 1 | HRCU-A-CB |  |  | 333 | 998 | Yes
5258316 | Discontinued | Systems | SMARTCOMFORT TXT+ R410A HP | TEMPSTAR | TCH948GKA* |  | ENH4X60*24**+WALLCON | *8MV*1352422** | 45500 | 12.5 | 16.2 | 47000 | 9.5 | 29800 | 1 | HRCU-A-CB |  |  | 333 | 998 | Yes
5258432 | Discontinued | Systems | SMARTCOMFORT TXT+ R410A HP | TEMPSTAR | TCH948GKA* |  | ENH4X60*24**+WALLCON | *9MA*0802120A** | 45500 | 12.5 | 16 | 48000 | 9 | 31400 | 1 | HRCU-A-CB |  |  | 337 | 1053 | Yes
5258433 | Discontinued | Systems | SMARTCOMFORT TXT+ R410A HP | TEMPSTAR | TCH948GKA* |  | ENH4X60*24**+WALLCON | *9MA*1002122A** | 46000 | 12.5 | 16 | 48000 | 9 | 31200 | 1 | HRCU-A-CB |  |  | 340 | 1053 | Yes
5258349 | Discontinued | Systems | SMARTCOMFORT TXT+ R410A HP | TEMPSTAR | TCH948GKA* |  | ENH4X60*24**+WALLCON | *9MA*1202422A** | 45000 | 12.5 | 16 | 48000 | 9 | 30000 | 1 | HRCU-A-CB |  |  | 333 | 1053 | Yes
5258323 | Discontinued | Systems | SMARTCOMFORT TXT+ R410A HP | TEMPSTAR | TCH948GKA* |  | FCM4X48****+WALLCON |  | 45500 | 12.5 | 16.2 | 47000 | 9 | 29600 | 1 | HRCU-A-CB |  |  | 333 | 1053 | Yes
5258217 | Discontinued | Systems | SMARTCOMFORT TXT+ R410A HP | TEMPSTAR | TCH948GKA* |  | FCM4X60****+WALLCON |  | 46500 | 13 | 16.8 | 48000 | 9.5 | 29600 | 1 | HRCU-A-CB | Yes |  | 328 | 998 | Yes
5258466 | Discontinued | Systems | SMARTCOMFORT TXT+ R410A HP | TEMPSTAR | TCH948GKA* |  | FVM4X48**** |  | 45500 | 12.5 | 16.2 | 47000 | 9 | 29600 | 1 | HRCU-A-CB |  |  | 333 | 1053 | Yes
5258467 | Discontinued | Systems | SMARTCOMFORT TXT+ R410A HP | TEMPSTAR | TCH948GKA* |  | FVM4X60**** |  | 46500 | 13 | 16.7 | 48000 | 9.5 | 29600 | 1 | HRCU-A-CB |  |  | 330 | 998 | Yes
5547370 | Active | Systems | SMARTCOMFORT TXT+ R410A HP | TEMPSTAR | TCH948GKA2* |  | EA*4X48*24A* | *8MX*1102120** | 45500 | 12.5 | 16.2 | 47500 | 9 | 29800 | 1 | HRCU-A-CB |  |  | 333 | 1053 | Yes
5547581 | Active | Systems | SMARTCOMFORT TXT+ R410A HP | TEMPSTAR | TCH948GKA2* |  | EA*4X48*24A* | MV16**21C* | 45500 | 12.5 | 16.2 | 48000 | 9 | 29800 | 1 | HRCU-A-CB |  |  | 333 | 1053 | Yes
5547582 | Active | Systems | SMARTCOMFORT TXT+ R410A HP | TEMPSTAR | TCH948GKA2* |  | EA*4X48*24A* | MV20**24C* | 45000 | 12.5 | 16.2 | 47500 | 9 | 29600 | 1 | HRCU-A-CB |  |  | 329 | 1053 | Yes
5547422 | Active | Systems | SMARTCOMFORT TXT+ R410A HP | TEMPSTAR | TCH948GKA2* |  | EA*4X48*24A*+WALLCON | *8MV*1102120** | 45000 | 12.5 | 16 | 48000 | 9 | 29800 | 1 | HRCU-A-CB |  |  | 333 | 1053 | Yes
5547423 | Active | Systems | SMARTCOMFORT TXT+ R410A HP | TEMPSTAR | TCH948GKA2* |  | EA*4X48*24A*+WALLCON | *8MV*1352422** | 45000 | 12.5 | 16.2 | 47500 | 9 | 29800 | 1 | HRCU-A-CB |  |  | 329 | 1053 | Yes
5547375 | Active | Systems | SMARTCOMFORT TXT+ R410A HP | TEMPSTAR | TCH948GKA2* |  | EA*4X60*21A* | *8MX*1102120** | 46000 | 12.7 | 16.2 | 48000 | 9.5 | 29800 | 1 | HRCU-A-CB |  |  | 336 | 998 | Yes
5547552 | Active | Systems | SMARTCOMFORT TXT+ R410A HP | TEMPSTAR | TCH948GKA2* |  | EA*4X60*21A* | *9MV*0802120A** | 45000 | 12.5 | 16 | 47500 | 9 | 29600 | 1 | HRCU-A-CB |  |  | 333 | 1053 | Yes
5547553 | Active | Systems | SMARTCOMFORT TXT+ R410A HP | TEMPSTAR | TCH948GKA2* |  | EA*4X60*21A* | *9MV*1002120A** | 45000 | 12.5 | 16 | 47000 | 9 | 29600 | 1 | HRCU-A-CB |  |  | 333 | 1053 | Yes
5547485 | Active | Systems | SMARTCOMFORT TXT+ R410A HP | TEMPSTAR | TCH948GKA2* |  | EA*4X60*21A* | *9MX*1002120A** | 46000 | 12.5 | 16 | 48000 | 9.2 | 30000 | 1 | HRCU-A-CB |  |  | 340 | 1031 | Yes
5547583 | Active | Systems | SMARTCOMFORT TXT+ R410A HP | TEMPSTAR | TCH948GKA2* |  | EA*4X60*21A* | MV16**21C* | 46500 | 12.7 | 16.5 | 48000 | 9.5 | 29800 | 1 | HRCU-A-CB |  |  | 334 | 998 | Yes
5547424 | Active | Systems | SMARTCOMFORT TXT+ R410A HP | TEMPSTAR | TCH948GKA2* |  | EA*4X60*21A*+WALLCON | *8MV*0901716** | 46000 | 12.5 | 16.2 | 48000 | 9.2 | 30000 | 1 | HRCU-A-CB |  |  | 336 | 1031 | Yes
5547425 | Active | Systems | SMARTCOMFORT TXT+ R410A HP | TEMPSTAR | TCH948GKA2* |  | EA*4X60*21A*+WALLCON | *8MV*1102120** | 46000 | 12.7 | 16.2 | 48000 | 9.2 | 30000 | 1 | HRCU-A-CB |  |  | 336 | 1031 | Yes
5547482 | Active | Systems | SMARTCOMFORT TXT+ R410A HP | TEMPSTAR | TCH948GKA2* |  | EA*4X60*21A*+WALLCON | *9MA*0802120A** | 45500 | 12.5 | 16 | 48000 | 9 | 30200 | 1 | HRCU-A-CB |  |  | 337 | 1053 | Yes
5547483 | Active | Systems | SMARTCOMFORT TXT+ R410A HP | TEMPSTAR | TCH948GKA2* |  | EA*4X60*21A*+WALLCON | *9MA*1002122A** | 46000 | 12.7 | 16.2 | 48000 | 9 | 30000 | 1 | HRCU-A-CB |  |  | 336 | 1053 | Yes
5547377 | Active | Systems | SMARTCOMFORT TXT+ R410A HP | TEMPSTAR | TCH948GKA2* |  | EA*4X60*24A* | *8MX*0902116** | 46000 | 12.5 | 16.2 | 48000 | 9.2 | 30200 | 1 | HRCU-A-CB |  |  | 336 | 1031 | Yes
5547378 | Active | Systems | SMARTCOMFORT TXT+ R410A HP | TEMPSTAR | TCH948GKA2* |  | EA*4X60*24A* | *8MX*1102120** | 46500 | 12.7 | 16.2 | 48000 | 9.5 | 29800 | 1 | HRCU-A-CB |  |  | 340 | 998 | Yes
5547379 | Active | Systems | SMARTCOMFORT TXT+ R410A HP | TEMPSTAR | TCH948GKA2* |  | EA*4X60*24A* | *8MX*1352420** | 46000 | 12.5 | 16 | 48000 | 9.5 | 30000 | 1 | HRCU-A-CB |  |  | 340 | 998 | Yes
5547554 | Active | Systems | SMARTCOMFORT TXT+ R410A HP | TEMPSTAR | TCH948GKA2* |  | EA*4X60*24A* | *9MV*0802120A** | 45000 | 12.5 | 16 | 47500 | 9 | 29600 | 1 | HRCU-A-CB |  |  | 333 | 1053 | Yes
5547555 | Active | Systems | SMARTCOMFORT TXT+ R410A HP | TEMPSTAR | TCH948GKA2* |  | EA*4X60*24A* | *9MV*1002120A** | 45000 | 12.5 | 16 | 47000 | 9 | 29600 | 1 | HRCU-A-CB |  |  | 333 | 1053 | Yes
5547556 | Active | Systems | SMARTCOMFORT TXT+ R410A HP | TEMPSTAR | TCH948GKA2* |  | EA*4X60*24A* | *9MV*1202422A** | 45000 | 12.7 | 16 | 47500 | 9 | 29600 | 1 | HRCU-A-CB |  |  | 333 | 1053 | Yes
5547490 | Active | Systems | SMARTCOMFORT TXT+ R410A HP | TEMPSTAR | TCH948GKA2* |  | EA*4X60*24A* | *9MX*1002120A** | 46000 | 12.5 | 16 | 48000 | 9.2 | 30000 | 1 | HRCU-A-CB |  |  | 340 | 1031 | Yes
5547451 | Active | Systems | SMARTCOMFORT TXT+ R410A HP | TEMPSTAR | TCH948GKA2* |  | EA*4X60*24A* | *9MX*1202422A** | 46000 | 12.5 | 15.7 | 48000 | 9.5 | 30000 | 1 | HRCU-A-CB |  |  | 347 | 998 | Yes
5547584 | Active | Systems | SMARTCOMFORT TXT+ R410A HP | TEMPSTAR | TCH948GKA2* |  | EA*4X60*24A* | MV16**21C* | 46500 | 12.7 | 16.5 | 48000 | 9.5 | 29800 | 1 | HRCU-A-CB |  |  | 334 | 998 | Yes
5547585 | Active | Systems | SMARTCOMFORT TXT+ R410A HP | TEMPSTAR | TCH948GKA2* |  | EA*4X60*24A* | MV20**24C* | 46000 | 12.7 | 16.5 | 47500 | 9.5 | 29800 | 1 | HRCU-A-CB |  |  | 330 | 998 | Yes
5547538 | Active | Systems | SMARTCOMFORT TXT+ R410A HP | TEMPSTAR | TCH948GKA2* |  | EA*4X60*24A* | OMV154L20A | 46000 | 12.5 | 16.2 | 48000 | 9.2 | 30000 | 1 | HRCU-A-CB |  |  | 336 | 1031 | Yes
5547426 | Active | Systems | SMARTCOMFORT TXT+ R410A HP | TEMPSTAR | TCH948GKA2* |  | EA*4X60*24A*+WALLCON | *8MV*1102120** | 46000 | 12.7 | 16.2 | 48000 | 9.2 | 30000 | 1 | HRCU-A-CB |  |  | 336 | 1031 | Yes
5547427 | Active | Systems | SMARTCOMFORT TXT+ R410A HP | TEMPSTAR | TCH948GKA2* |  | EA*4X60*24A*+WALLCON | *8MV*1352422** | 46000 | 12.7 | 16.5 | 48000 | 9.5 | 29800 | 1 | HRCU-A-CB |  |  | 330 | 998 | Yes
5547487 | Active | Systems | SMARTCOMFORT TXT+ R410A HP | TEMPSTAR | TCH948GKA2* |  | EA*4X60*24A*+WALLCON | *9MA*0802120A** | 46000 | 12.5 | 16 | 48000 | 9 | 30200 | 1 | HRCU-A-CB |  |  | 340 | 1053 | Yes
5547488 | Active | Systems | SMARTCOMFORT TXT+ R410A HP | TEMPSTAR | TCH948GKA2* |  | EA*4X60*24A*+WALLCON | *9MA*1002122A** | 46000 | 12.7 | 16.2 | 48000 | 9 | 30000 | 1 | HRCU-A-CB |  |  | 336 | 1053 | Yes
5547464 | Active | Systems | SMARTCOMFORT TXT+ R410A HP | TEMPSTAR | TCH948GKA2* |  | EA*4X60*24A*+WALLCON | *9MA*1202422A** | 46000 | 12.5 | 16 | 48000 | 9.2 | 30000 | 1 | HRCU-A-CB |  |  | 340 | 1031 | Yes
5547407 | Active | Systems | SMARTCOMFORT TXT+ R410A HP | TEMPSTAR | TCH948GKA2* |  | EHD4X48A** | *8MX*1102120** | 45500 | 12.5 | 16.2 | 48000 | 9 | 29800 | 1 | HRCU-A-CB |  |  | 333 | 1053 | Yes
5547573 | Active | Systems | SMARTCOMFORT TXT+ R410A HP | TEMPSTAR | TCH948GKA2* |  | EHD4X48A** | *9MV*0802120A** | 44500 | 12.5 | 15.7 | 47500 | 9 | 29600 | 1 | HRCU-A-CB |  |  | 336 | 1053 | Yes
5547574 | Active | Systems | SMARTCOMFORT TXT+ R410A HP | TEMPSTAR | TCH948GKA2* |  | EHD4X48A** | *9MV*1002120A** | 44500 | 12.5 | 16 | 47000 | 9 | 29400 | 1 | HRCU-A-CB |  |  | 329 | 1053 | Yes
5547575 | Active | Systems | SMARTCOMFORT TXT+ R410A HP | TEMPSTAR | TCH948GKA2* |  | EHD4X48A** | *9MV*1202422A** | 44500 | 12.5 | 16 | 47500 | 9 | 29600 | 1 | HRCU-A-CB |  |  | 329 | 1053 | Yes
5547594 | Active | Systems | SMARTCOMFORT TXT+ R410A HP | TEMPSTAR | TCH948GKA2* |  | EHD4X48A** | MV16**21C* | 46000 | 12.5 | 16.2 | 48000 | 9.2 | 30000 | 1 | HRCU-A-CB |  |  | 336 | 1031 | Yes
5547595 | Active | Systems | SMARTCOMFORT TXT+ R410A HP | TEMPSTAR | TCH948GKA2* |  | EHD4X48A** | MV20**24C* | 45500 | 12.5 | 16.2 | 47500 | 9.2 | 29800 | 1 | HRCU-A-CB |  |  | 333 | 1031 | Yes
5547441 | Active | Systems | SMARTCOMFORT TXT+ R410A HP | TEMPSTAR | TCH948GKA2* |  | EHD4X48A**+WALLCON | *8MV*1102120** | 45500 | 12.5 | 16.2 | 48000 | 9 | 30000 | 1 | HRCU-A-CB |  |  | 333 | 1053 | Yes
5547442 | Active | Systems | SMARTCOMFORT TXT+ R410A HP | TEMPSTAR | TCH948GKA2* |  | EHD4X48A**+WALLCON | *8MV*1352422** | 45500 | 12.7 | 16.2 | 48000 | 9.2 | 29800 | 1 | HRCU-A-CB |  |  | 333 | 1031 | Yes
5547518 | Active | Systems | SMARTCOMFORT TXT+ R410A HP | TEMPSTAR | TCH948GKA2* |  | EHD4X48A**+WALLCON | *9MA*1002122A** | 45500 | 12.5 | 16 | 48000 | 9 | 30000 | 1 | HRCU-A-CB |  |  | 337 | 1053 | Yes
5547412 | Active | Systems | SMARTCOMFORT TXT+ R410A HP | TEMPSTAR | TCH948GKA2* |  | EHD4X60A** | *8MX*0902116** | 46500 | 12.5 | 16.2 | 48000 | 9.5 | 30200 | 1 | HRCU-A-CB |  |  | 340 | 998 | Yes
5547413 | Active | Systems | SMARTCOMFORT TXT+ R410A HP | TEMPSTAR | TCH948GKA2* |  | EHD4X60A** | *8MX*1102120** | 46500 | 12.7 | 16.5 | 48000 | 9.5 | 29800 | 1 | HRCU-A-CB |  |  | 334 | 998 | Yes
5547414 | Active | Systems | SMARTCOMFORT TXT+ R410A HP | TEMPSTAR | TCH948GKA2* |  | EHD4X60A** | *8MX*1352420** | 46500 | 12.7 | 16.2 | 48000 | 9.5 | 30000 | 1 | HRCU-A-CB |  |  | 340 | 998 | Yes
5547577 | Active | Systems | SMARTCOMFORT TXT+ R410A HP | TEMPSTAR | TCH948GKA2* |  | EHD4X60A** | *9MV*0802120A** | 45500 | 12.7 | 16.2 | 47500 | 9 | 29600 | 1 | HRCU-A-CB |  |  | 333 | 1053 | Yes
5547578 | Active | Systems | SMARTCOMFORT TXT+ R410A HP | TEMPSTAR | TCH948GKA2* |  | EHD4X60A** | *9MV*1002120A** | 45000 | 12.7 | 16.2 | 47500 | 9 | 29600 | 1 | HRCU-A-CB |  |  | 329 | 1053 | Yes
5547579 | Active | Systems | SMARTCOMFORT TXT+ R410A HP | TEMPSTAR | TCH948GKA2* |  | EHD4X60A** | *9MV*1202422A** | 45500 | 12.7 | 16.2 | 47500 | 9 | 29600 | 1 | HRCU-A-CB |  |  | 333 | 1053 | Yes
5547524 | Active | Systems | SMARTCOMFORT TXT+ R410A HP | TEMPSTAR | TCH948GKA2* |  | EHD4X60A** | *9MX*0802120A** | 46500 | 12.5 | 16 | 48000 | 9.5 | 30200 | 1 | HRCU-A-CB |  |  | 344 | 998 | Yes
5547525 | Active | Systems | SMARTCOMFORT TXT+ R410A HP | TEMPSTAR | TCH948GKA2* |  | EHD4X60A** | *9MX*1002120A** | 46500 | 12.5 | 16.2 | 48000 | 9.5 | 30000 | 1 | HRCU-A-CB |  |  | 340 | 998 | Yes
5547462 | Active | Systems | SMARTCOMFORT TXT+ R410A HP | TEMPSTAR | TCH948GKA2* |  | EHD4X60A** | *9MX*1202422A** | 46500 | 12.5 | 16 | 48000 | 9.5 | 30200 | 1 | HRCU-A-CB |  |  | 344 | 998 | Yes
5547596 | Active | Systems | SMARTCOMFORT TXT+ R410A HP | TEMPSTAR | TCH948GKA2* |  | EHD4X60A** | MV16**21C* | 46500 | 12.7 | 16.7 | 48000 | 9.5 | 29800 | 1 | HRCU-A-CB |  |  | 330 | 998 | Yes
5547597 | Active | Systems | SMARTCOMFORT TXT+ R410A HP | TEMPSTAR | TCH948GKA2* |  | EHD4X60A** | MV20**24C* | 46500 | 12.7 | 16.7 | 48000 | 9.5 | 29600 | 1 | HRCU-A-CB |  |  | 330 | 998 | Yes
5547536 | Active | Systems | SMARTCOMFORT TXT+ R410A HP | TEMPSTAR | TCH948GKA2* |  | EHD4X60A** | NOMV156E19* | 46000 | 12.5 | 15.7 | 48000 | 8.5 | 30000 | 1 | HRCU-A-CB |  |  | 347 | 1115 | Yes
5547543 | Active | Systems | SMARTCOMFORT TXT+ R410A HP | TEMPSTAR | TCH948GKA2* |  | EHD4X60A** | OMV154L20A | 46500 | 12.5 | 16.2 | 48000 | 9.2 | 30000 | 1 | HRCU-A-CB |  |  | 340 | 1031 | Yes
5547443 | Active | Systems | SMARTCOMFORT TXT+ R410A HP | TEMPSTAR | TCH948GKA2* |  | EHD4X60A**+WALLCON | *8MV*0901716** | 46000 | 12.7 | 16.5 | 48000 | 9.2 | 30000 | 1 | HRCU-A-CB |  |  | 330 | 1031 | Yes
5547444 | Active | Systems | SMARTCOMFORT TXT+ R410A HP | TEMPSTAR | TCH948GKA2* |  | EHD4X60A**+WALLCON | *8MV*1102120** | 46000 | 12.7 | 16.5 | 48000 | 9.5 | 30000 | 1 | HRCU-A-CB |  |  | 330 | 998 | Yes
5547445 | Active | Systems | SMARTCOMFORT TXT+ R410A HP | TEMPSTAR | TCH948GKA2* |  | EHD4X60A**+WALLCON | *8MV*1352422** | 46000 | 13 | 16.7 | 48000 | 9.5 | 29800 | 1 | HRCU-A-CB |  |  | 326 | 998 | Yes
5547522 | Active | Systems | SMARTCOMFORT TXT+ R410A HP | TEMPSTAR | TCH948GKA2* |  | EHD4X60A**+WALLCON | *9MA*0802120A** | 46000 | 12.5 | 16.2 | 48000 | 9 | 30000 | 1 | HRCU-A-CB |  |  | 336 | 1053 | Yes
5547523 | Active | Systems | SMARTCOMFORT TXT+ R410A HP | TEMPSTAR | TCH948GKA2* |  | EHD4X60A**+WALLCON | *9MA*1002122A** | 46000 | 12.7 | 16.2 | 48000 | 9 | 30000 | 1 | HRCU-A-CB |  |  | 336 | 1053 | Yes
5547470 | Active | Systems | SMARTCOMFORT TXT+ R410A HP | TEMPSTAR | TCH948GKA2* |  | EHD4X60A**+WALLCON | *9MA*1202422A** | 46000 | 12.7 | 16.2 | 48000 | 9.2 | 30000 | 1 | HRCU-A-CB |  |  | 336 | 1031 | Yes
5547386 | Active | Systems | SMARTCOMFORT TXT+ R410A HP | TEMPSTAR | TCH948GKA2* |  | EN(A,D)4X48*24** | *8MX*1102120** | 45500 | 12.5 | 16.2 | 47000 | 9 | 29800 | 1 | HRCU-A-CB |  |  | 333 | 1053 | Yes
5547562 | Active | Systems | SMARTCOMFORT TXT+ R410A HP | TEMPSTAR | TCH948GKA2* |  | EN(A,D)4X48*24** | *9MV*1202422A** | 44500 | 12.5 | 16 | 47000 | 9 | 29600 | 1 | HRCU-A-CB |  |  | 329 | 1053 | Yes
5547587 | Active | Systems | SMARTCOMFORT TXT+ R410A HP | TEMPSTAR | TCH948GKA2* |  | EN(A,D)4X48*24** | MV16**21C* | 45500 | 12.5 | 16.2 | 48000 | 9.2 | 29800 | 1 | HRCU-A-CB |  |  | 333 | 1031 | Yes
5547588 | Active | Systems | SMARTCOMFORT TXT+ R410A HP | TEMPSTAR | TCH948GKA2* |  | EN(A,D)4X48*24** | MV20**24C* | 45500 | 12.5 | 16.2 | 47500 | 9.2 | 29600 | 1 | HRCU-A-CB |  |  | 333 | 1031 | Yes
5547430 | Active | Systems | SMARTCOMFORT TXT+ R410A HP | TEMPSTAR | TCH948GKA2* |  | EN(A,D)4X48*24**+WALLCON | *8MV*1102120** | 45000 | 12.5 | 16.2 | 48000 | 9 | 29800 | 1 | HRCU-A-CB |  |  | 329 | 1053 | Yes
5547431 | Active | Systems | SMARTCOMFORT TXT+ R410A HP | TEMPSTAR | TCH948GKA2* |  | EN(A,D)4X48*24**+WALLCON | *8MV*1352422** | 45000 | 12.7 | 16.2 | 47000 | 9.2 | 29800 | 1 | HRCU-A-CB |  |  | 329 | 1031 | Yes
5547498 | Active | Systems | SMARTCOMFORT TXT+ R410A HP | TEMPSTAR | TCH948GKA2* |  | EN(A,D)4X48*24**+WALLCON | *9MA*1002122A** | 45000 | 12.5 | 16 | 48000 | 9 | 29800 | 1 | HRCU-A-CB |  |  | 333 | 1053 | Yes
5547383 | Active | Systems | SMARTCOMFORT TXT+ R410A HP | TEMPSTAR | TCH948GKA2* |  | EN(A,D,W)4X48*21** | *8MX*1102120** | 45500 | 12.5 | 16.2 | 47000 | 9 | 29800 | 1 | HRCU-A-CB |  |  | 333 | 1053 | Yes
5547586 | Active | Systems | SMARTCOMFORT TXT+ R410A HP | TEMPSTAR | TCH948GKA2* |  | EN(A,D,W)4X48*21** | MV16**21C* | 45500 | 12.5 | 16.2 | 48000 | 9.2 | 29800 | 1 | HRCU-A-CB |  |  | 333 | 1031 | Yes
5547429 | Active | Systems | SMARTCOMFORT TXT+ R410A HP | TEMPSTAR | TCH948GKA2* |  | EN(A,D,W)4X48*21**+WALLCON | *8MV*1102120** | 45000 | 12.5 | 16.2 | 48000 | 9 | 29800 | 1 | HRCU-A-CB |  |  | 329 | 1053 | Yes
5547493 | Active | Systems | SMARTCOMFORT TXT+ R410A HP | TEMPSTAR | TCH948GKA2* |  | EN(A,D,W)4X48*21**+WALLCON | *9MA*1002122A** | 45000 | 12.5 | 16 | 48000 | 9 | 29800 | 1 | HRCU-A-CB |  |  | 333 | 1053 | Yes
5547389 | Active | Systems | SMARTCOMFORT TXT+ R410A HP | TEMPSTAR | TCH948GKA2* |  | EN(A,D,W)4X60*24** | *8MX*0902116** | 46000 | 12.5 | 16.2 | 48000 | 9.2 | 30000 | 1 | HRCU-A-CB |  |  | 336 | 1031 | Yes
5547390 | Active | Systems | SMARTCOMFORT TXT+ R410A HP | TEMPSTAR | TCH948GKA2* |  | EN(A,D,W)4X60*24** | *8MX*1102120** | 46000 | 12.7 | 16.5 | 48000 | 9.5 | 29800 | 1 | HRCU-A-CB |  |  | 330 | 998 | Yes
5547391 | Active | Systems | SMARTCOMFORT TXT+ R410A HP | TEMPSTAR | TCH948GKA2* |  | EN(A,D,W)4X60*24** | *8MX*1352420** | 46000 | 12.5 | 16 | 48000 | 9.5 | 30000 | 1 | HRCU-A-CB |  |  | 340 | 998 | Yes
5547563 | Active | Systems | SMARTCOMFORT TXT+ R410A HP | TEMPSTAR | TCH948GKA2* |  | EN(A,D,W)4X60*24** | *9MV*0802120A** | 45000 | 12.5 | 16 | 47500 | 9 | 29600 | 1 | HRCU-A-CB |  |  | 333 | 1053 | Yes
5547564 | Active | Systems | SMARTCOMFORT TXT+ R410A HP | TEMPSTAR | TCH948GKA2* |  | EN(A,D,W)4X60*24** | *9MV*1002120A** | 45000 | 12.7 | 16.2 | 47000 | 9 | 29600 | 1 | HRCU-A-CB |  |  | 329 | 1053 | Yes
5547565 | Active | Systems | SMARTCOMFORT TXT+ R410A HP | TEMPSTAR | TCH948GKA2* |  | EN(A,D,W)4X60*24** | *9MV*1202422A** | 45000 | 12.7 | 16.2 | 47500 | 9 | 29600 | 1 | HRCU-A-CB |  |  | 329 | 1053 | Yes
5547505 | Active | Systems | SMARTCOMFORT TXT+ R410A HP | TEMPSTAR | TCH948GKA2* |  | EN(A,D,W)4X60*24** | *9MX*1002120A** | 46000 | 12.5 | 16 | 48000 | 9.5 | 30000 | 1 | HRCU-A-CB |  |  | 340 | 998 | Yes
5547454 | Active | Systems | SMARTCOMFORT TXT+ R410A HP | TEMPSTAR | TCH948GKA2* |  | EN(A,D,W)4X60*24** | *9MX*1202422A** | 46000 | 12.5 | 15.7 | 48000 | 9.5 | 30000 | 1 | HRCU-A-CB |  |  | 347 | 998 | Yes
5547589 | Active | Systems | SMARTCOMFORT TXT+ R410A HP | TEMPSTAR | TCH948GKA2* |  | EN(A,D,W)4X60*24** | MV16**21C* | 46500 | 12.7 | 16.5 | 48000 | 9.5 | 29800 | 1 | HRCU-A-CB |  |  | 334 | 998 | Yes
5547590 | Active | Systems | SMARTCOMFORT TXT+ R410A HP | TEMPSTAR | TCH948GKA2* |  | EN(A,D,W)4X60*24** | MV20**24C* | 46000 | 12.7 | 16.7 | 47500 | 9.5 | 29600 | 1 | HRCU-A-CB |  |  | 326 | 998 | Yes
5547540 | Active | Systems | SMARTCOMFORT TXT+ R410A HP | TEMPSTAR | TCH948GKA2* |  | EN(A,D,W)4X60*24** | OMV154L20A | 46000 | 12.5 | 16.2 | 48000 | 9.2 | 29800 | 1 | HRCU-A-CB |  |  | 336 | 1031 | Yes
5547432 | Active | Systems | SMARTCOMFORT TXT+ R410A HP | TEMPSTAR | TCH948GKA2* |  | EN(A,D,W)4X60*24**+WALLCON | *8MV*1102120** | 46000 | 12.7 | 16.5 | 48000 | 9.5 | 29800 | 1 | HRCU-A-CB |  |  | 330 | 998 | Yes
5547433 | Active | Systems | SMARTCOMFORT TXT+ R410A HP | TEMPSTAR | TCH948GKA2* |  | EN(A,D,W)4X60*24**+WALLCON | *8MV*1352422** | 46000 | 12.7 | 16.5 | 47000 | 9.5 | 29800 | 1 | HRCU-A-CB |  |  | 330 | 998 | Yes
5547502 | Active | Systems | SMARTCOMFORT TXT+ R410A HP | TEMPSTAR | TCH948GKA2* |  | EN(A,D,W)4X60*24**+WALLCON | *9MA*0802120A** | 45500 | 12.5 | 16.2 | 48000 | 9 | 30000 | 1 | HRCU-A-CB |  |  | 333 | 1053 | Yes
5547503 | Active | Systems | SMARTCOMFORT TXT+ R410A HP | TEMPSTAR | TCH948GKA2* |  | EN(A,D,W)4X60*24**+WALLCON | *9MA*1002122A** | 46000 | 12.7 | 16.2 | 48000 | 9 | 30000 | 1 | HRCU-A-CB |  |  | 336 | 1053 | Yes
5547466 | Active | Systems | SMARTCOMFORT TXT+ R410A HP | TEMPSTAR | TCH948GKA2* |  | EN(A,D,W)4X60*24**+WALLCON | *9MA*1202422A** | 45500 | 12.5 | 16.2 | 48000 | 9.2 | 30000 | 1 | HRCU-A-CB |  |  | 333 | 1031 | Yes
5547395 | Active | Systems | SMARTCOMFORT TXT+ R410A HP | TEMPSTAR | TCH948GKA2* |  | ENH4X48*21** | *8MX*1102120** | 45500 | 12.5 | 16.2 | 47000 | 9 | 29800 | 1 | HRCU-A-CB |  |  | 333 | 1053 | Yes
5547591 | Active | Systems | SMARTCOMFORT TXT+ R410A HP | TEMPSTAR | TCH948GKA2* |  | ENH4X48*21** | MV16**21C* | 45500 | 12.5 | 16.2 | 48000 | 9.2 | 29800 | 1 | HRCU-A-CB |  |  | 333 | 1031 | Yes
5547435 | Active | Systems | SMARTCOMFORT TXT+ R410A HP | TEMPSTAR | TCH948GKA2* |  | ENH4X48*21**+WALLCON | *8MV*1102120** | 45000 | 12.5 | 16.2 | 48000 | 9 | 29800 | 1 | HRCU-A-CB |  |  | 329 | 1053 | Yes
5547508 | Active | Systems | SMARTCOMFORT TXT+ R410A HP | TEMPSTAR | TCH948GKA2* |  | ENH4X48*21**+WALLCON | *9MA*1002122A** | 45000 | 12.5 | 16 | 48000 | 9 | 29800 | 1 | HRCU-A-CB |  |  | 333 | 1053 | Yes
5547400 | Active | Systems | SMARTCOMFORT TXT+ R410A HP | TEMPSTAR | TCH948GKA2* |  | ENH4X60*24** | *8MX*0902116** | 46000 | 12.5 | 16.2 | 48000 | 9.2 | 30000 | 1 | HRCU-A-CB |  |  | 336 | 1031 | Yes
5547401 | Active | Systems | SMARTCOMFORT TXT+ R410A HP | TEMPSTAR | TCH948GKA2* |  | ENH4X60*24** | *8MX*1102120** | 46000 | 12.7 | 16.5 | 48000 | 9.5 | 29800 | 1 | HRCU-A-CB |  |  | 330 | 998 | Yes
5547402 | Active | Systems | SMARTCOMFORT TXT+ R410A HP | TEMPSTAR | TCH948GKA2* |  | ENH4X60*24** | *8MX*1352420** | 46000 | 12.5 | 16 | 48000 | 9.5 | 30000 | 1 | HRCU-A-CB |  |  | 340 | 998 | Yes
5547569 | Active | Systems | SMARTCOMFORT TXT+ R410A HP | TEMPSTAR | TCH948GKA2* |  | ENH4X60*24** | *9MV*0802120A** | 45000 | 12.5 | 16 | 47500 | 9 | 29600 | 1 | HRCU-A-CB |  |  | 333 | 1053 | Yes
5547570 | Active | Systems | SMARTCOMFORT TXT+ R410A HP | TEMPSTAR | TCH948GKA2* |  | ENH4X60*24** | *9MV*1002120A** | 45000 | 12.7 | 16.2 | 47000 | 9 | 29600 | 1 | HRCU-A-CB |  |  | 329 | 1053 | Yes
5547571 | Active | Systems | SMARTCOMFORT TXT+ R410A HP | TEMPSTAR | TCH948GKA2* |  | ENH4X60*24** | *9MV*1202422A** | 45000 | 12.7 | 16.2 | 47500 | 9 | 29600 | 1 | HRCU-A-CB |  |  | 329 | 1053 | Yes
5547515 | Active | Systems | SMARTCOMFORT TXT+ R410A HP | TEMPSTAR | TCH948GKA2* |  | ENH4X60*24** | *9MX*1002120A** | 46000 | 12.5 | 16 | 48000 | 9.5 | 30000 | 1 | HRCU-A-CB |  |  | 340 | 998 | Yes
5547458 | Active | Systems | SMARTCOMFORT TXT+ R410A HP | TEMPSTAR | TCH948GKA2* |  | ENH4X60*24** | *9MX*1202422A** | 46000 | 12.5 | 15.7 | 48000 | 9.5 | 30000 | 1 | HRCU-A-CB |  |  | 347 | 998 | Yes
5547592 | Active | Systems | SMARTCOMFORT TXT+ R410A HP | TEMPSTAR | TCH948GKA2* |  | ENH4X60*24** | MV16**21C* | 46500 | 12.7 | 16.5 | 48000 | 9.5 | 29800 | 1 | HRCU-A-CB |  |  | 334 | 998 | Yes
5547593 | Active | Systems | SMARTCOMFORT TXT+ R410A HP | TEMPSTAR | TCH948GKA2* |  | ENH4X60*24** | MV20**24C* | 46000 | 12.7 | 16.7 | 47500 | 9.5 | 29600 | 1 | HRCU-A-CB |  |  | 326 | 998 | Yes
5547541 | Active | Systems | SMARTCOMFORT TXT+ R410A HP | TEMPSTAR | TCH948GKA2* |  | ENH4X60*24** | OMV154L20A | 46000 | 12.5 | 16.2 | 48000 | 9.2 | 29800 | 1 | HRCU-A-CB |  |  | 336 | 1031 | Yes
5547437 | Active | Systems | SMARTCOMFORT TXT+ R410A HP | TEMPSTAR | TCH948GKA2* |  | ENH4X60*24**+WALLCON | *8MV*0901716** | 45500 | 12.5 | 16.2 | 48000 | 9.2 | 30000 | 1 | HRCU-A-CB |  |  | 333 | 1031 | Yes
5547438 | Active | Systems | SMARTCOMFORT TXT+ R410A HP | TEMPSTAR | TCH948GKA2* |  | ENH4X60*24**+WALLCON | *8MV*1102120** | 46000 | 12.7 | 16.5 | 48000 | 9.5 | 29800 | 1 | HRCU-A-CB |  |  | 330 | 998 | Yes
5547439 | Active | Systems | SMARTCOMFORT TXT+ R410A HP | TEMPSTAR | TCH948GKA2* |  | ENH4X60*24**+WALLCON | *8MV*1352422** | 46000 | 12.7 | 16.5 | 47000 | 9.5 | 29800 | 1 | HRCU-A-CB |  |  | 330 | 998 | Yes
5547512 | Active | Systems | SMARTCOMFORT TXT+ R410A HP | TEMPSTAR | TCH948GKA2* |  | ENH4X60*24**+WALLCON | *9MA*0802120A** | 45500 | 12.5 | 16.2 | 48000 | 9 | 30000 | 1 | HRCU-A-CB |  |  | 333 | 1053 | Yes
5547513 | Active | Systems | SMARTCOMFORT TXT+ R410A HP | TEMPSTAR | TCH948GKA2* |  | ENH4X60*24**+WALLCON | *9MA*1002122A** | 46000 | 12.7 | 16.2 | 48000 | 9 | 30000 | 1 | HRCU-A-CB |  |  | 336 | 1053 | Yes
5547468 | Active | Systems | SMARTCOMFORT TXT+ R410A HP | TEMPSTAR | TCH948GKA2* |  | ENH4X60*24**+WALLCON | *9MA*1202422A** | 45500 | 12.5 | 16.2 | 48000 | 9.2 | 30000 | 1 | HRCU-A-CB |  |  | 333 | 1031 | Yes
5547446 | Active | Systems | SMARTCOMFORT TXT+ R410A HP | TEMPSTAR | TCH948GKA2* |  | FCM4X48****+WALLCON |  | 46000 | 12.7 | 16.5 | 47000 | 9.2 | 29800 | 1 | HRCU-A-CB |  |  | 330 | 1031 | Yes
5547351 | Active | Systems | SMARTCOMFORT TXT+ R410A HP | TEMPSTAR | TCH948GKA2* |  | FCM4X60****+WALLCON |  | 47000 | 13.2 | 17 | 48000 | 9.5 | 29800 | 1 | HRCU-A-CB | Yes |  | 327 | 998 | Yes
5547417 | Active | Systems | SMARTCOMFORT TXT+ R410A HP | TEMPSTAR | TCH948GKA2* |  | FVM4X48**** |  | 46000 | 12.7 | 16.5 | 47000 | 9.2 | 29800 | 1 | HRCU-A-CB |  |  | 330 | 1031 | Yes
5547418 | Active | Systems | SMARTCOMFORT TXT+ R410A HP | TEMPSTAR | TCH948GKA2* |  | FVM4X60**** |  | 47000 | 13 | 17 | 48000 | 9.5 | 29600 | 1 | HRCU-A-CB |  |  | 327 | 998 | Yes
5259038 | Discontinued | Systems | SMARTCOMFORT TXT+ R410A HP | TEMPSTAR | TCH960GKA* |  | FCM4X60****+WALLCON |  | 55500 | 12.5 | 16 | 57000 | 9 | 36800 | 1 | HRCU-A-CB | Yes |  | 411 | 1264 | Yes
5548063 | Active | Systems | SMARTCOMFORT TXT+ R410A HP | TEMPSTAR | TCH960GKA2* |  | FCM4X60****+WALLCON |  | 56000 | 12.5 | 16 | 57000 | 9 | 36000 | 1 | HRCU-A-CB | Yes |  | 414 | 1264 | Yes
4990347 | Active | Systems | SMARTCOMFORT TX 5500 R410A HP | TEMPSTAR | TSH518GKA* |  | FCM4X24****+WALLCON |  | 17900 | 12.5 | 15 | 17200 | 8.5 | 10400 | 1 | HRCU-A-CB |  |  | 141 | 335 | Yes
4990346 | Active | Systems | SMARTCOMFORT TX 5500 R410A HP | TEMPSTAR | TSH518GKA* |  | FVM4X24**** |  | 17900 | 12.5 | 15 | 17200 | 8.5 | 10400 | 1 | HRCU-A-CB |  |  | 141 | 335 | Yes
4990206 | Active | Systems | SMARTCOMFORT TX 5500 R410A HP | TEMPSTAR | TSH518GKA* |  | FXM4X18**A* |  | 18100 | 12.5 | 15 | 17600 | 8.5 | 10600 | 1 | HRCU-A-CB | Yes |  | 143 | 446 | Yes
5416494 | Active | Systems | SMARTCOMFORT TX 5500 R410A HP | TEMPSTAR | TSH524GKA* |  | EA*4X24*14A* | MV08**14C* | 23400 | 12.5 | 15.2 | 24000 | 8.5 | 14600 | 1 | HRCU-A-CB |  |  | 182 | 558 | Yes
4992527 | Active | Systems | SMARTCOMFORT TX 5500 R410A HP | TEMPSTAR | TSH524GKA* |  | EA*4X24*17A* | *8MV*0901716** | 23400 | 12.5 | 15 | 24000 | 8.5 | 14000 | 1 | HRCU-A-CB |  |  | 185 | 558 | Yes
4992597 | Active | Systems | SMARTCOMFORT TX 5500 R410A HP | TEMPSTAR | TSH524GKA* |  | EA*4X24*17A* | *9MV*0801716A** | 23400 | 12.5 | 15 | 24000 | 8.5 | 14200 | 1 | HRCU-A-CB |  |  | 185 | 558 | Yes
5416495 | Active | Systems | SMARTCOMFORT TX 5500 R410A HP | TEMPSTAR | TSH524GKA* |  | EA*4X24*17A* | MV08**14C* | 23400 | 12.5 | 15.2 | 24000 | 8.5 | 14600 | 1 | HRCU-A-CB |  |  | 182 | 558 | Yes
5416496 | Active | Systems | SMARTCOMFORT TX 5500 R410A HP | TEMPSTAR | TSH524GKA* |  | EA*4X24*17A* | MV12**17C* | 23600 | 12.5 | 15.2 | 24000 | 8.5 | 14600 | 1 | HRCU-A-CB |  |  | 184 | 558 | Yes
4992689 | Active | Systems | SMARTCOMFORT TX 5500 R410A HP | TEMPSTAR | TSH524GKA* |  | EA*4X24*17A* | OMV112K14A | 23600 | 12.5 | 15 | 24000 | 8.5 | 14100 | 1 | HRCU-A-CB |  |  | 186 | 558 | Yes
4992529 | Active | Systems | SMARTCOMFORT TX 5500 R410A HP | TEMPSTAR | TSH524GKA* |  | EA*4X30*14A* | *8MV*0701412** | 23400 | 12.5 | 15 | 24000 | 8.5 | 14100 | 1 | HRCU-A-CB |  |  | 185 | 558 | Yes
5416497 | Active | Systems | SMARTCOMFORT TX 5500 R410A HP | TEMPSTAR | TSH524GKA* |  | EA*4X30*14A* | MV08**14C* | 23600 | 12.5 | 15.2 | 24000 | 8.5 | 14600 | 1 | HRCU-A-CB |  |  | 184 | 558 | Yes
4992532 | Active | Systems | SMARTCOMFORT TX 5500 R410A HP | TEMPSTAR | TSH524GKA* |  | EA*4X30*17A* | *8MV*0901716** | 23600 | 12.5 | 15 | 24000 | 8.5 | 14100 | 1 | HRCU-A-CB |  |  | 186 | 558 | Yes
4992603 | Active | Systems | SMARTCOMFORT TX 5500 R410A HP | TEMPSTAR | TSH524GKA* |  | EA*4X30*17A* | *9MA*0801714A** | 23400 | 12.5 | 15 | 24000 | 8.5 | 14100 | 1 | HRCU-A-CB |  |  | 185 | 558 | Yes
4992605 | Active | Systems | SMARTCOMFORT TX 5500 R410A HP | TEMPSTAR | TSH524GKA* |  | EA*4X30*17A* | *9MV*0601714A** | 23600 | 12.5 | 15 | 24200 | 8.5 | 14300 | 1 | HRCU-A-CB |  |  | 186 | 558 | Yes
4992606 | Active | Systems | SMARTCOMFORT TX 5500 R410A HP | TEMPSTAR | TSH524GKA* |  | EA*4X30*17A* | *9MV*0801716A** | 23800 | 12.5 | 15 | 24200 | 8.5 | 14300 | 1 | HRCU-A-CB |  |  | 188 | 558 | Yes
4992608 | Active | Systems | SMARTCOMFORT TX 5500 R410A HP | TEMPSTAR | TSH524GKA* |  | EA*4X30*17A* | *9MX*0601714A** | 23800 | 12.5 | 15 | 24200 | 8.5 | 14300 | 1 | HRCU-A-CB |  |  | 188 | 558 | Yes
5416498 | Active | Systems | SMARTCOMFORT TX 5500 R410A HP | TEMPSTAR | TSH524GKA* |  | EA*4X30*17A* | MV08**14C* | 23600 | 12.5 | 15.2 | 24000 | 8.5 | 14600 | 1 | HRCU-A-CB |  |  | 184 | 558 | Yes
5416499 | Active | Systems | SMARTCOMFORT TX 5500 R410A HP | TEMPSTAR | TSH524GKA* |  | EA*4X30*17A* | MV12**17C* | 23800 | 12.7 | 15.2 | 24000 | 9 | 14700 | 1 | HRCU-A-CB |  |  | 185 | 527 | Yes
5688895 | Active | Systems | SMARTCOMFORT TX 5500 R410A HP | TEMPSTAR | TSH524GKA* |  | EA*4X30*17A* | OLV098A12* | 23800 | 12.5 | 15 | 24200 | 8.5 | 14300 | 1 | HRCU-A-CB |  |  | 188 | 558 | Yes
5688893 | Active | Systems | SMARTCOMFORT TX 5500 R410A HP | TEMPSTAR | TSH524GKA* |  | EA*4X30*17A* | OMV098J12* | 23800 | 12.5 | 15 | 24200 | 8.5 | 14400 | 1 | HRCU-A-CB |  |  | 188 | 558 | Yes
4992692 | Active | Systems | SMARTCOMFORT TX 5500 R410A HP | TEMPSTAR | TSH524GKA* |  | EA*4X30*17A* | OMV112K14A | 23800 | 12.5 | 15 | 24000 | 8.5 | 14200 | 1 | HRCU-A-CB |  |  | 188 | 558 | Yes
5416500 | Active | Systems | SMARTCOMFORT TX 5500 R410A HP | TEMPSTAR | TSH524GKA* |  | EA*4X36*14A* | MV08**14C* | 23800 | 12.5 | 15.2 | 24000 | 8.5 | 14600 | 1 | HRCU-A-CB |  |  | 185 | 558 | Yes
5416501 | Active | Systems | SMARTCOMFORT TX 5500 R410A HP | TEMPSTAR | TSH524GKA* |  | EA*4X36*17A* | MV08**14C* | 23800 | 12.5 | 15.2 | 24000 | 8.5 | 14600 | 1 | HRCU-A-CB |  |  | 185 | 558 | Yes
5416502 | Active | Systems | SMARTCOMFORT TX 5500 R410A HP | TEMPSTAR | TSH524GKA* |  | EA*4X36*17A* | MV12**17C* | 23800 | 12.7 | 15.5 | 24000 | 9 | 14700 | 1 | HRCU-A-CB |  |  | 182 | 527 | Yes
5416503 | Active | Systems | SMARTCOMFORT TX 5500 R410A HP | TEMPSTAR | TSH524GKA* |  | EA*4X36*21A* | MV12**17C* | 24000 | 12.7 | 15.5 | 24000 | 9 | 14700 | 1 | HRCU-A-CB |  |  | 183 | 527 | Yes
4992754 | Discontinued | Systems | SMARTCOMFORT TX 5500 R410A HP | TEMPSTAR | TSH524GKA* |  | ED*4X24F** | *8MV*0901716** | 23400 | 12.5 | 15 | 24000 | 8.5 | 14000 | 1 | HRCU-A-CB |  |  | 185 | 558 | Yes
4992755 | Discontinued | Systems | SMARTCOMFORT TX 5500 R410A HP | TEMPSTAR | TSH524GKA* |  | ED*4X24F** | *8MV*1102120** | 23400 | 12.5 | 15 | 24000 | 8.5 | 14100 | 1 | HRCU-A-CB |  |  | 185 | 558 | Yes
5149986 | Discontinued | Systems | SMARTCOMFORT TX 5500 R410A HP | TEMPSTAR | TSH524GKA* |  | ED*4X24F** | *9MA*0802120A** | 23800 | 12.5 | 15 | 24200 | 8.5 | 14200 | 1 | HRCU-A-CB |  |  | 188 | 558 | Yes
5149987 | Discontinued | Systems | SMARTCOMFORT TX 5500 R410A HP | TEMPSTAR | TSH524GKA* |  | ED*4X24F** | *9MA*1002122A** | 24000 | 12.5 | 15 | 24200 | 8.5 | 14300 | 1 | HRCU-A-CB |  |  | 189 | 558 | Yes
4992751 | Discontinued | Systems | SMARTCOMFORT TX 5500 R410A HP | TEMPSTAR | TSH524GKA* |  | ED*4X24F** | *9MV*0801716A** | 23400 | 12.5 | 15 | 24000 | 8.5 | 14200 | 1 | HRCU-A-CB |  |  | 185 | 558 | Yes
5149988 | Discontinued | Systems | SMARTCOMFORT TX 5500 R410A HP | TEMPSTAR | TSH524GKA* |  | ED*4X24F** | *9MV*0802120A** | 23800 | 12.5 | 15 | 24000 | 8.5 | 14200 | 1 | HRCU-A-CB |  |  | 188 | 558 | Yes
5149989 | Discontinued | Systems | SMARTCOMFORT TX 5500 R410A HP | TEMPSTAR | TSH524GKA* |  | ED*4X24F** | *9MV*1002120A** | 24000 | 12.5 | 15 | 24200 | 8.5 | 14300 | 1 | HRCU-A-CB |  |  | 189 | 558 | Yes
4992766 | Discontinued | Systems | SMARTCOMFORT TX 5500 R410A HP | TEMPSTAR | TSH524GKA* |  | ED*4X24F** | OMV112K14A | 23600 | 12.5 | 15 | 24000 | 8.5 | 14100 | 1 | HRCU-A-CB |  |  | 186 | 558 | Yes
4992770 | Discontinued | Systems | SMARTCOMFORT TX 5500 R410A HP | TEMPSTAR | TSH524GKA* |  | ED*4X30B** | *8MV*0701412** | 23400 | 12.5 | 15 | 24000 | 8.5 | 14100 | 1 | HRCU-A-CB |  |  | 185 | 558 | Yes
4992782 | Discontinued | Systems | SMARTCOMFORT TX 5500 R410A HP | TEMPSTAR | TSH524GKA* |  | ED*4X30F** | *8MV*0901716** | 23600 | 12.5 | 15 | 24000 | 8.5 | 14100 | 1 | HRCU-A-CB |  |  | 186 | 558 | Yes
4992783 | Discontinued | Systems | SMARTCOMFORT TX 5500 R410A HP | TEMPSTAR | TSH524GKA* |  | ED*4X30F** | *8MV*1102120** | 23600 | 12.5 | 15 | 24000 | 8.5 | 14100 | 1 | HRCU-A-CB |  |  | 186 | 558 | Yes
5149990 | Discontinued | Systems | SMARTCOMFORT TX 5500 R410A HP | TEMPSTAR | TSH524GKA* |  | ED*4X30F** | *9MA*0602120A** | 23800 | 12.5 | 15 | 24000 | 8.5 | 14200 | 1 | HRCU-A-CB |  |  | 188 | 558 | Yes
4992776 | Discontinued | Systems | SMARTCOMFORT TX 5500 R410A HP | TEMPSTAR | TSH524GKA* |  | ED*4X30F** | *9MA*0801714A** | 23400 | 12.5 | 15 | 24000 | 8.5 | 14100 | 1 | HRCU-A-CB |  |  | 185 | 558 | Yes
5149991 | Discontinued | Systems | SMARTCOMFORT TX 5500 R410A HP | TEMPSTAR | TSH524GKA* |  | ED*4X30F** | *9MA*0802120A** | 24000 | 12.5 | 15 | 24200 | 8.5 | 14300 | 1 | HRCU-A-CB |  |  | 189 | 558 | Yes
5149992 | Discontinued | Systems | SMARTCOMFORT TX 5500 R410A HP | TEMPSTAR | TSH524GKA* |  | ED*4X30F** | *9MA*1002122A** | 24200 | 12.5 | 15 | 24200 | 8.5 | 14300 | 1 | HRCU-A-CB |  |  | 191 | 558 | Yes
4992778 | Discontinued | Systems | SMARTCOMFORT TX 5500 R410A HP | TEMPSTAR | TSH524GKA* |  | ED*4X30F** | *9MV*0601714A** | 23600 | 12.5 | 15 | 24200 | 8.5 | 14300 | 1 | HRCU-A-CB |  |  | 186 | 558 | Yes
4992779 | Discontinued | Systems | SMARTCOMFORT TX 5500 R410A HP | TEMPSTAR | TSH524GKA* |  | ED*4X30F** | *9MV*0801716A** | 23800 | 12.5 | 15 | 24200 | 8.5 | 14300 | 1 | HRCU-A-CB |  |  | 188 | 558 | Yes
5149993 | Discontinued | Systems | SMARTCOMFORT TX 5500 R410A HP | TEMPSTAR | TSH524GKA* |  | ED*4X30F** | *9MV*0802120A** | 24200 | 12.5 | 15 | 24200 | 8.5 | 14400 | 1 | HRCU-A-CB |  |  | 191 | 558 | Yes
5149994 | Discontinued | Systems | SMARTCOMFORT TX 5500 R410A HP | TEMPSTAR | TSH524GKA* |  | ED*4X30F** | *9MV*1002120A** | 24400 | 12.5 | 15 | 24400 | 9 | 14600 | 1 | HRCU-A-CB |  |  | 193 | 527 | Yes
4992781 | Discontinued | Systems | SMARTCOMFORT TX 5500 R410A HP | TEMPSTAR | TSH524GKA* |  | ED*4X30F** | *9MX*0601714A** | 23800 | 12.5 | 15 | 24200 | 8.5 | 14300 | 1 | HRCU-A-CB |  |  | 188 | 558 | Yes
5689011 | Active | Systems | SMARTCOMFORT TX 5500 R410A HP | TEMPSTAR | TSH524GKA* |  | ED*4X30F** | OLV098A12* | 23800 | 12.5 | 15 | 24200 | 8.5 | 14300 | 1 | HRCU-A-CB |  |  | 188 | 558 | Yes
5689003 | Active | Systems | SMARTCOMFORT TX 5500 R410A HP | TEMPSTAR | TSH524GKA* |  | ED*4X30F** | OMV098J12* | 23800 | 12.5 | 15 | 24200 | 8.5 | 14400 | 1 | HRCU-A-CB |  |  | 188 | 558 | Yes
4992794 | Discontinued | Systems | SMARTCOMFORT TX 5500 R410A HP | TEMPSTAR | TSH524GKA* |  | ED*4X30F** | OMV112K14A | 23800 | 12.5 | 15 | 24000 | 8.5 | 14200 | 1 | HRCU-A-CB |  |  | 188 | 558 | Yes
4992557 | Active | Systems | SMARTCOMFORT TX 5500 R410A HP | TEMPSTAR | TSH524GKA* |  | EHD4X24A** | *8MV*0901716** | 23600 | 12.5 | 15 | 24000 | 8.5 | 14200 | 1 | HRCU-A-CB |  |  | 186 | 558 | Yes
4992559 | Active | Systems | SMARTCOMFORT TX 5500 R410A HP | TEMPSTAR | TSH524GKA* |  | EHD4X24A** | *8MV*1352422** | 23600 | 12.5 | 15 | 24200 | 8.5 | 14300 | 1 | HRCU-A-CB |  |  | 186 | 558 | Yes
5149997 | Active | Systems | SMARTCOMFORT TX 5500 R410A HP | TEMPSTAR | TSH524GKA* |  | EHD4X24A** | *9MA*1002122A** | 24200 | 12.5 | 15 | 24400 | 8.5 | 14500 | 1 | HRCU-A-CB |  |  | 191 | 558 | Yes
4992673 | Active | Systems | SMARTCOMFORT TX 5500 R410A HP | TEMPSTAR | TSH524GKA* |  | EHD4X24A** | *9MV*1202422A** | 23400 | 12.5 | 15 | 24000 | 8.5 | 14100 | 1 | HRCU-A-CB |  |  | 185 | 558 | Yes
5416519 | Active | Systems | SMARTCOMFORT TX 5500 R410A HP | TEMPSTAR | TSH524GKA* |  | EHD4X24A** | MV08**14C* | 23800 | 12.5 | 15.2 | 24000 | 8.5 | 14700 | 1 | HRCU-A-CB |  |  | 185 | 558 | Yes
5416520 | Active | Systems | SMARTCOMFORT TX 5500 R410A HP | TEMPSTAR | TSH524GKA* |  | EHD4X24A** | MV12**17C* | 23800 | 12.5 | 15.2 | 24000 | 9 | 14800 | 1 | HRCU-A-CB |  |  | 185 | 527 | Yes
4992719 | Active | Systems | SMARTCOMFORT TX 5500 R410A HP | TEMPSTAR | TSH524GKA* |  | EHD4X24A** | OMV112K14A | 23800 | 12.5 | 15 | 24200 | 8.5 | 14300 | 1 | HRCU-A-CB |  |  | 188 | 558 | Yes
4992562 | Active | Systems | SMARTCOMFORT TX 5500 R410A HP | TEMPSTAR | TSH524GKA* |  | EHD4X30A** | *8MV*0701412** | 23600 | 12.5 | 15 | 24000 | 8.5 | 14100 | 1 | HRCU-A-CB |  |  | 186 | 558 | Yes
4992563 | Active | Systems | SMARTCOMFORT TX 5500 R410A HP | TEMPSTAR | TSH524GKA* |  | EHD4X30A** | *8MV*0901716** | 23800 | 12.5 | 15 | 24000 | 8.5 | 14100 | 1 | HRCU-A-CB |  |  | 188 | 558 | Yes
4992564 | Active | Systems | SMARTCOMFORT TX 5500 R410A HP | TEMPSTAR | TSH524GKA* |  | EHD4X30A** | *8MV*1102120** | 23800 | 12.5 | 15 | 24000 | 8.5 | 14200 | 1 | HRCU-A-CB |  |  | 188 | 558 | Yes
4992565 | Active | Systems | SMARTCOMFORT TX 5500 R410A HP | TEMPSTAR | TSH524GKA* |  | EHD4X30A** | *8MV*1352422** | 23800 | 12.5 | 15 | 24000 | 8.5 | 14200 | 1 | HRCU-A-CB |  |  | 188 | 558 | Yes
4992566 | Active | Systems | SMARTCOMFORT TX 5500 R410A HP | TEMPSTAR | TSH524GKA* |  | EHD4X30A** | *8MX*0451408** | 23800 | 12.5 | 15 | 24200 | 8.5 | 14400 | 1 | HRCU-A-CB |  |  | 188 | 558 | Yes
5150000 | Active | Systems | SMARTCOMFORT TX 5500 R410A HP | TEMPSTAR | TSH524GKA* |  | EHD4X30A** | *9MA*0602120A** | 24000 | 12.5 | 15 | 24200 | 8.5 | 14300 | 1 | HRCU-A-CB |  |  | 189 | 558 | Yes
4992677 | Active | Systems | SMARTCOMFORT TX 5500 R410A HP | TEMPSTAR | TSH524GKA* |  | EHD4X30A** | *9MA*0801714A** | 23600 | 12.5 | 15 | 24000 | 8.5 | 14200 | 1 | HRCU-A-CB |  |  | 186 | 558 | Yes
5150001 | Active | Systems | SMARTCOMFORT TX 5500 R410A HP | TEMPSTAR | TSH524GKA* |  | EHD4X30A** | *9MA*0802120A** | 24200 | 12.5 | 15 | 24400 | 8.5 | 14400 | 1 | HRCU-A-CB |  |  | 191 | 558 | Yes
5150002 | Active | Systems | SMARTCOMFORT TX 5500 R410A HP | TEMPSTAR | TSH524GKA* |  | EHD4X30A** | *9MA*1002122A** | 24200 | 12.5 | 15 | 24400 | 9 | 14600 | 1 | HRCU-A-CB |  |  | 191 | 527 | Yes
4992679 | Active | Systems | SMARTCOMFORT TX 5500 R410A HP | TEMPSTAR | TSH524GKA* |  | EHD4X30A** | *9MA*1202422A** | 24000 | 12.5 | 15 | 24200 | 8.5 | 14300 | 1 | HRCU-A-CB |  |  | 189 | 558 | Yes
4992681 | Active | Systems | SMARTCOMFORT TX 5500 R410A HP | TEMPSTAR | TSH524GKA* |  | EHD4X30A** | *9MV*0601714A** | 23600 | 12.5 | 15 | 24200 | 8.5 | 14200 | 1 | HRCU-A-CB |  |  | 186 | 558 | Yes
4992682 | Active | Systems | SMARTCOMFORT TX 5500 R410A HP | TEMPSTAR | TSH524GKA* |  | EHD4X30A** | *9MV*0801716A** | 23800 | 12.5 | 15 | 24200 | 8.5 | 14300 | 1 | HRCU-A-CB |  |  | 188 | 558 | Yes
5150003 | Active | Systems | SMARTCOMFORT TX 5500 R410A HP | TEMPSTAR | TSH524GKA* |  | EHD4X30A** | *9MV*0802120A** | 24000 | 12.5 | 15 | 24200 | 8.5 | 14200 | 1 | HRCU-A-CB |  |  | 189 | 558 | Yes
5150004 | Active | Systems | SMARTCOMFORT TX 5500 R410A HP | TEMPSTAR | TSH524GKA* |  | EHD4X30A** | *9MV*1002120A** | 24200 | 12.5 | 15 | 24200 | 8.5 | 14300 | 1 | HRCU-A-CB |  |  | 191 | 558 | Yes
4992684 | Active | Systems | SMARTCOMFORT TX 5500 R410A HP | TEMPSTAR | TSH524GKA* |  | EHD4X30A** | *9MV*1202422A** | 23800 | 12.5 | 15 | 24200 | 8.5 | 14300 | 1 | HRCU-A-CB |  |  | 188 | 558 | Yes
4992686 | Active | Systems | SMARTCOMFORT TX 5500 R410A HP | TEMPSTAR | TSH524GKA* |  | EHD4X30A** | *9MX*0601714A** | 23800 | 12.5 | 15 | 24200 | 8.5 | 14300 | 1 | HRCU-A-CB |  |  | 188 | 558 | Yes
5416521 | Active | Systems | SMARTCOMFORT TX 5500 R410A HP | TEMPSTAR | TSH524GKA* |  | EHD4X30A** | MV08**14C* | 23800 | 12.5 | 15.2 | 24000 | 9 | 14700 | 1 | HRCU-A-CB |  |  | 185 | 527 | Yes
5416522 | Active | Systems | SMARTCOMFORT TX 5500 R410A HP | TEMPSTAR | TSH524GKA* |  | EHD4X30A** | MV12**17C* | 24000 | 12.7 | 15.2 | 24000 | 9 | 14700 | 1 | HRCU-A-CB |  |  | 187 | 527 | Yes
5688983 | Active | Systems | SMARTCOMFORT TX 5500 R410A HP | TEMPSTAR | TSH524GKA* |  | EHD4X30A** | OLV098A12* | 24000 | 12.5 | 15 | 24400 | 8.5 | 14500 | 1 | HRCU-A-CB |  |  | 189 | 558 | Yes
5688974 | Active | Systems | SMARTCOMFORT TX 5500 R410A HP | TEMPSTAR | TSH524GKA* |  | EHD4X30A** | OMV098J12* | 24000 | 12.5 | 15 | 24400 | 8.5 | 14500 | 1 | HRCU-A-CB |  |  | 189 | 558 | Yes
4992722 | Active | Systems | SMARTCOMFORT TX 5500 R410A HP | TEMPSTAR | TSH524GKA* |  | EHD4X30A** | OMV112K14A | 23800 | 12.5 | 15 | 24200 | 8.5 | 14300 | 1 | HRCU-A-CB |  |  | 188 | 558 | Yes
5416523 | Active | Systems | SMARTCOMFORT TX 5500 R410A HP | TEMPSTAR | TSH524GKA* |  | EHD4X36A** | MV08**14C* | 24000 | 12.7 | 15.5 | 24000 | 9 | 14700 | 1 | HRCU-A-CB |  |  | 183 | 527 | Yes
5416524 | Active | Systems | SMARTCOMFORT TX 5500 R410A HP | TEMPSTAR | TSH524GKA* |  | EHD4X36A** | MV12**17C* | 24000 | 12.7 | 15.5 | 24000 | 9 | 14700 | 1 | HRCU-A-CB |  |  | 183 | 527 | Yes
4992537 | Active | Systems | SMARTCOMFORT TX 5500 R410A HP | TEMPSTAR | TSH524GKA* |  | EN(A,D)4X24*17** | *8MV*0901716** | 23400 | 12.5 | 15 | 24000 | 8.5 | 14100 | 1 | HRCU-A-CB |  |  | 185 | 558 | Yes
5416506 | Active | Systems | SMARTCOMFORT TX 5500 R410A HP | TEMPSTAR | TSH524GKA* |  | EN(A,D)4X24*17** | MV12**17C* | 23600 | 12.5 | 15 | 24000 | 9 | 14700 | 1 | HRCU-A-CB |  |  | 186 | 527 | Yes
4992539 | Active | Systems | SMARTCOMFORT TX 5500 R410A HP | TEMPSTAR | TSH524GKA* |  | EN(A,D)4X30*14** | *8MV*0701412** | 23600 | 12.5 | 15 | 24000 | 8.5 | 14100 | 1 | HRCU-A-CB |  |  | 186 | 558 | Yes
5416507 | Active | Systems | SMARTCOMFORT TX 5500 R410A HP | TEMPSTAR | TSH524GKA* |  | EN(A,D)4X30*14** | MV08**14C* | 23600 | 12.5 | 15.2 | 24000 | 8.5 | 14700 | 1 | HRCU-A-CB |  |  | 184 | 558 | Yes
4992542 | Active | Systems | SMARTCOMFORT TX 5500 R410A HP | TEMPSTAR | TSH524GKA* |  | EN(A,D)4X30*17** | *8MV*0901716** | 23600 | 12.5 | 15 | 24000 | 8.5 | 14100 | 1 | HRCU-A-CB |  |  | 186 | 558 | Yes
4992621 | Active | Systems | SMARTCOMFORT TX 5500 R410A HP | TEMPSTAR | TSH524GKA* |  | EN(A,D)4X30*17** | *9MA*0801714A** | 23400 | 12.5 | 15 | 24000 | 8.5 | 14100 | 1 | HRCU-A-CB |  |  | 185 | 558 | Yes
4992623 | Active | Systems | SMARTCOMFORT TX 5500 R410A HP | TEMPSTAR | TSH524GKA* |  | EN(A,D)4X30*17** | *9MV*0601714A** | 23600 | 12.5 | 15 | 24200 | 8.5 | 14300 | 1 | HRCU-A-CB |  |  | 186 | 558 | Yes
4992624 | Active | Systems | SMARTCOMFORT TX 5500 R410A HP | TEMPSTAR | TSH524GKA* |  | EN(A,D)4X30*17** | *9MV*0801716A** | 23800 | 12.5 | 15 | 24200 | 8.5 | 14300 | 1 | HRCU-A-CB |  |  | 188 | 558 | Yes
4992626 | Active | Systems | SMARTCOMFORT TX 5500 R410A HP | TEMPSTAR | TSH524GKA* |  | EN(A,D)4X30*17** | *9MX*0601714A** | 23800 | 12.5 | 15 | 24200 | 8.5 | 14300 | 1 | HRCU-A-CB |  |  | 188 | 558 | Yes
5416508 | Active | Systems | SMARTCOMFORT TX 5500 R410A HP | TEMPSTAR | TSH524GKA* |  | EN(A,D)4X30*17** | MV08**14C* | 23600 | 12.5 | 15.2 | 24000 | 8.5 | 14600 | 1 | HRCU-A-CB |  |  | 184 | 558 | Yes
5416509 | Active | Systems | SMARTCOMFORT TX 5500 R410A HP | TEMPSTAR | TSH524GKA* |  | EN(A,D)4X30*17** | MV12**17C* | 23800 | 12.7 | 15.2 | 24000 | 9 | 14700 | 1 | HRCU-A-CB |  |  | 185 | 527 | Yes
5688925 | Active | Systems | SMARTCOMFORT TX 5500 R410A HP | TEMPSTAR | TSH524GKA* |  | EN(A,D)4X30*17** | OLV098A12* | 23800 | 12.5 | 15 | 24200 | 8.5 | 14400 | 1 | HRCU-A-CB |  |  | 188 | 558 | Yes
5688918 | Active | Systems | SMARTCOMFORT TX 5500 R410A HP | TEMPSTAR | TSH524GKA* |  | EN(A,D)4X30*17** | OMV098J12* | 23800 | 12.5 | 15 | 24200 | 8.5 | 14400 | 1 | HRCU-A-CB |  |  | 188 | 558 | Yes
4992702 | Active | Systems | SMARTCOMFORT TX 5500 R410A HP | TEMPSTAR | TSH524GKA* |  | EN(A,D)4X30*17** | OMV112K14A | 23800 | 12.5 | 15 | 24000 | 8.5 | 14200 | 1 | HRCU-A-CB |  |  | 188 | 558 | Yes
5416512 | Active | Systems | SMARTCOMFORT TX 5500 R410A HP | TEMPSTAR | TSH524GKA* |  | EN(A,D)4X36*21** | MV12**17C* | 23800 | 12.7 | 15.2 | 24000 | 9 | 14700 | 1 | HRCU-A-CB |  |  | 185 | 527 | Yes
5416510 | Active | Systems | SMARTCOMFORT TX 5500 R410A HP | TEMPSTAR | TSH524GKA* |  | EN(A,D,W)4X36*17** | MV08**14C* | 23600 | 12.5 | 15.2 | 24000 | 8.5 | 14600 | 1 | HRCU-A-CB |  |  | 184 | 558 | Yes
5416511 | Active | Systems | SMARTCOMFORT TX 5500 R410A HP | TEMPSTAR | TSH524GKA* |  | EN(A,D,W)4X36*17** | MV12**17C* | 23800 | 12.7 | 15.2 | 24000 | 9 | 14700 | 1 | HRCU-A-CB |  |  | 185 | 527 | Yes
4992545 | Active | Systems | SMARTCOMFORT TX 5500 R410A HP | TEMPSTAR | TSH524GKA* |  | ENH4X24*17** | *8MV*0901716** | 23400 | 12.5 | 15 | 24000 | 8.5 | 14100 | 1 | HRCU-A-CB |  |  | 185 | 558 | Yes
5416514 | Active | Systems | SMARTCOMFORT TX 5500 R410A HP | TEMPSTAR | TSH524GKA* |  | ENH4X24*17** | MV12**17C* | 23600 | 12.5 | 15 | 24000 | 9 | 14700 | 1 | HRCU-A-CB |  |  | 186 | 527 | Yes
4992550 | Active | Systems | SMARTCOMFORT TX 5500 R410A HP | TEMPSTAR | TSH524GKA* |  | ENH4X30*17** | *8MV*0701412** | 23600 | 12.5 | 15 | 24000 | 8.5 | 14100 | 1 | HRCU-A-CB |  |  | 186 | 558 | Yes
4992551 | Active | Systems | SMARTCOMFORT TX 5500 R410A HP | TEMPSTAR | TSH524GKA* |  | ENH4X30*17** | *8MV*0901716** | 23600 | 12.5 | 15 | 24000 | 8.5 | 14100 | 1 | HRCU-A-CB |  |  | 186 | 558 | Yes
4992552 | Active | Systems | SMARTCOMFORT TX 5500 R410A HP | TEMPSTAR | TSH524GKA* |  | ENH4X30*17** | *8MV*1102120** | 23600 | 12.5 | 15 | 24000 | 8.5 | 14200 | 1 | HRCU-A-CB |  |  | 186 | 558 | Yes
4992553 | Active | Systems | SMARTCOMFORT TX 5500 R410A HP | TEMPSTAR | TSH524GKA* |  | ENH4X30*17** | *8MV*1352422** | 23600 | 12.5 | 15 | 24000 | 8.5 | 14100 | 1 | HRCU-A-CB |  |  | 186 | 558 | Yes
4992554 | Active | Systems | SMARTCOMFORT TX 5500 R410A HP | TEMPSTAR | TSH524GKA* |  | ENH4X30*17** | *8MX*0451408** | 23800 | 12.5 | 15 | 24400 | 8.5 | 14400 | 1 | HRCU-A-CB |  |  | 188 | 558 | Yes
4992645 | Active | Systems | SMARTCOMFORT TX 5500 R410A HP | TEMPSTAR | TSH524GKA* |  | ENH4X30*17** | *9MA*0801714A** | 23400 | 12.5 | 15 | 24000 | 8.5 | 14100 | 1 | HRCU-A-CB |  |  | 185 | 558 | Yes
4992647 | Active | Systems | SMARTCOMFORT TX 5500 R410A HP | TEMPSTAR | TSH524GKA* |  | ENH4X30*17** | *9MA*1202422A** | 23800 | 12.5 | 15 | 24200 | 8.5 | 14300 | 1 | HRCU-A-CB |  |  | 188 | 558 | Yes
4992649 | Active | Systems | SMARTCOMFORT TX 5500 R410A HP | TEMPSTAR | TSH524GKA* |  | ENH4X30*17** | *9MV*0601714A** | 23600 | 12.5 | 15 | 24200 | 8.5 | 14300 | 1 | HRCU-A-CB |  |  | 186 | 558 | Yes
4992650 | Active | Systems | SMARTCOMFORT TX 5500 R410A HP | TEMPSTAR | TSH524GKA* |  | ENH4X30*17** | *9MV*0801716A** | 23800 | 12.5 | 15 | 24200 | 8.5 | 14300 | 1 | HRCU-A-CB |  |  | 188 | 558 | Yes
4992652 | Active | Systems | SMARTCOMFORT TX 5500 R410A HP | TEMPSTAR | TSH524GKA* |  | ENH4X30*17** | *9MV*1202422A** | 24000 | 12.5 | 15 | 24200 | 8.5 | 14400 | 1 | HRCU-A-CB |  |  | 189 | 558 | Yes
4992654 | Active | Systems | SMARTCOMFORT TX 5500 R410A HP | TEMPSTAR | TSH524GKA* |  | ENH4X30*17** | *9MX*0601714A** | 23800 | 12.5 | 15 | 24200 | 8.5 | 14300 | 1 | HRCU-A-CB |  |  | 188 | 558 | Yes
5416515 | Active | Systems | SMARTCOMFORT TX 5500 R410A HP | TEMPSTAR | TSH524GKA* |  | ENH4X30*17** | MV08**14C* | 23600 | 12.5 | 15.2 | 24000 | 8.5 | 14600 | 1 | HRCU-A-CB |  |  | 184 | 558 | Yes
5416516 | Active | Systems | SMARTCOMFORT TX 5500 R410A HP | TEMPSTAR | TSH524GKA* |  | ENH4X30*17** | MV12**17C* | 23800 | 12.7 | 15.2 | 24000 | 9 | 14700 | 1 | HRCU-A-CB |  |  | 185 | 527 | Yes
5688956 | Active | Systems | SMARTCOMFORT TX 5500 R410A HP | TEMPSTAR | TSH524GKA* |  | ENH4X30*17** | OLV098A12* | 23800 | 12.5 | 15 | 24200 | 8.5 | 14400 | 1 | HRCU-A-CB |  |  | 188 | 558 | Yes
5688947 | Active | Systems | SMARTCOMFORT TX 5500 R410A HP | TEMPSTAR | TSH524GKA* |  | ENH4X30*17** | OMV098J12* | 23800 | 12.5 | 15 | 24200 | 8.5 | 14400 | 1 | HRCU-A-CB |  |  | 188 | 558 | Yes
4992713 | Active | Systems | SMARTCOMFORT TX 5500 R410A HP | TEMPSTAR | TSH524GKA* |  | ENH4X30*17** | OMV112K14A | 23800 | 12.5 | 15 | 24000 | 8.5 | 14200 | 1 | HRCU-A-CB |  |  | 188 | 558 | Yes
5416517 | Active | Systems | SMARTCOMFORT TX 5500 R410A HP | TEMPSTAR | TSH524GKA* |  | ENH4X36*17** | MV08**14C* | 23600 | 12.5 | 15.2 | 24000 | 8.5 | 14600 | 1 | HRCU-A-CB |  |  | 184 | 558 | Yes
5416518 | Active | Systems | SMARTCOMFORT TX 5500 R410A HP | TEMPSTAR | TSH524GKA* |  | ENH4X36*17** | MV12**17C* | 23800 | 12.7 | 15.2 | 24000 | 9 | 14700 | 1 | HRCU-A-CB |  |  | 185 | 527 | Yes
4992869 | Active | Systems | SMARTCOMFORT TX 5500 R410A HP | TEMPSTAR | TSH524GKA* |  | FCM4X24****+WALLCON |  | 23800 | 12.5 | 15 | 24200 | 8.5 | 14200 | 1 | HRCU-A-CB |  |  | 188 | 558 | Yes
4992870 | Active | Systems | SMARTCOMFORT TX 5500 R410A HP | TEMPSTAR | TSH524GKA* |  | FCM4X36****+WALLCON |  | 24000 | 12.7 | 15.2 | 24000 | 9 | 14100 | 1 | HRCU-A-CB |  |  | 187 | 527 | Yes
4992577 | Active | Systems | SMARTCOMFORT TX 5500 R410A HP | TEMPSTAR | TSH524GKA* |  | FEM4P30**A*+TXV |  | 24000 | 12.5 | 15 | 24400 | 8.7 | 14700 | 1 | HRCU-A-CB |  |  | 189 | 545 | Yes
4992872 | Active | Systems | SMARTCOMFORT TX 5500 R410A HP | TEMPSTAR | TSH524GKA* |  | FEM4X30**** |  | 24000 | 12.5 | 15 | 24400 | 8.7 | 14700 | 1 | HRCU-A-CB |  |  | 189 | 545 | Yes
4992867 | Active | Systems | SMARTCOMFORT TX 5500 R410A HP | TEMPSTAR | TSH524GKA* |  | FVM4X24**** |  | 23800 | 12.5 | 15 | 24200 | 8.5 | 14200 | 1 | HRCU-A-CB |  |  | 188 | 558 | Yes
4992868 | Active | Systems | SMARTCOMFORT TX 5500 R410A HP | TEMPSTAR | TSH524GKA* |  | FVM4X36**** |  | 24000 | 12.7 | 15.2 | 24000 | 9 | 14100 | 1 | HRCU-A-CB |  |  | 187 | 527 | Yes
4992521 | Active | Systems | SMARTCOMFORT TX 5500 R410A HP | TEMPSTAR | TSH524GKA* |  | FXM4X24**A* |  | 24000 | 12.5 | 15 | 24400 | 9 | 14800 | 1 | HRCU-A-CB | Yes |  | 189 | 527 | Yes
5466127 | Active | Systems | SMARTCOMFORT TX 5500 R410A HP | TEMPSTAR | TSH524HKA* |  | FCM4X24****+WALLCON |  | 23400 | 12.5 | 15.5 | 24000 | 9 | 14800 | 1 | HRCU-A-CB |  |  | 179 | 527 | Yes
5465984 | Active | Systems | SMARTCOMFORT TX 5500 R410A HP | TEMPSTAR | TSH524HKA* |  | FVM4X24**** |  | 23400 | 12.5 | 15.5 | 24000 | 9 | 14800 | 1 | HRCU-A-CB | Yes |  | 179 | 527 | Yes
5466126 | Active | Systems | SMARTCOMFORT TX 5500 R410A HP | TEMPSTAR | TSH524HKA* |  | FVM4X36**** |  | 23600 | 12.5 | 15.5 | 23600 | 8.8 | 14700 | 1 | HRCU-A-CB |  |  | 180 | 539 | Yes
4996127 | Active | Systems | SMARTCOMFORT TX 5500 R410A HP | TEMPSTAR | TSH530GKA* |  | EA*4X30*17A* | *8MV*0901716** | 27800 | 12.5 | 15 | 27600 | 8.5 | 16600 | 1 | HRCU-A-CB |  |  | 219 | 669 | Yes
5416698 | Active | Systems | SMARTCOMFORT TX 5500 R410A HP | TEMPSTAR | TSH530GKA* |  | EA*4X36*17A* | MV12**17C* | 28200 | 12.5 | 15 | 27600 | 8.5 | 16600 | 1 | HRCU-A-CB |  |  | 223 | 669 | Yes
4996135 | Active | Systems | SMARTCOMFORT TX 5500 R410A HP | TEMPSTAR | TSH530GKA* |  | EA*4X36*21A* | *8MV*1102120** | 28000 | 12.5 | 15 | 27800 | 8.5 | 16700 | 1 | HRCU-A-CB |  |  | 221 | 669 | Yes
4996136 | Active | Systems | SMARTCOMFORT TX 5500 R410A HP | TEMPSTAR | TSH530GKA* |  | EA*4X36*21A* | *8MX*0902116** | 28200 | 12.5 | 15 | 28000 | 8.5 | 16900 | 1 | HRCU-A-CB |  |  | 223 | 669 | Yes
5150216 | Active | Systems | SMARTCOMFORT TX 5500 R410A HP | TEMPSTAR | TSH530GKA* |  | EA*4X36*21A* | *9MA*0802120A** | 28200 | 12.5 | 15 | 27800 | 8.5 | 16700 | 1 | HRCU-A-CB |  |  | 223 | 669 | Yes
5150217 | Active | Systems | SMARTCOMFORT TX 5500 R410A HP | TEMPSTAR | TSH530GKA* |  | EA*4X36*21A* | *9MA*1002122A** | 28400 | 12.5 | 15 | 27800 | 8.5 | 16700 | 1 | HRCU-A-CB |  |  | 224 | 669 | Yes
5150218 | Active | Systems | SMARTCOMFORT TX 5500 R410A HP | TEMPSTAR | TSH530GKA* |  | EA*4X36*21A* | *9MV*0802120A** | 28200 | 12.5 | 15 | 27800 | 8.5 | 16800 | 1 | HRCU-A-CB |  |  | 223 | 669 | Yes
5150219 | Active | Systems | SMARTCOMFORT TX 5500 R410A HP | TEMPSTAR | TSH530GKA* |  | EA*4X36*21A* | *9MV*1002120A** | 28200 | 12.5 | 15 | 27800 | 8.5 | 16700 | 1 | HRCU-A-CB |  |  | 223 | 669 | Yes
5416699 | Active | Systems | SMARTCOMFORT TX 5500 R410A HP | TEMPSTAR | TSH530GKA* |  | EA*4X36*21A* | MV12**17C* | 28200 | 12.7 | 15.2 | 27600 | 8.5 | 16600 | 1 | HRCU-A-CB |  |  | 220 | 669 | Yes
4996322 | Active | Systems | SMARTCOMFORT TX 5500 R410A HP | TEMPSTAR | TSH530GKA* |  | EA*4X36*21A* | OMV112K14A | 28000 | 12.5 | 15 | 27800 | 8.5 | 16700 | 1 | HRCU-A-CB |  |  | 221 | 669 | Yes
5416700 | Active | Systems | SMARTCOMFORT TX 5500 R410A HP | TEMPSTAR | TSH530GKA* |  | EA*4X42*21A* | MV12**17C* | 28400 | 12.7 | 15.2 | 27800 | 8.5 | 16600 | 1 | HRCU-A-CB |  |  | 221 | 669 | Yes
5150222 | Discontinued | Systems | SMARTCOMFORT TX 5500 R410A HP | TEMPSTAR | TSH530GKA* |  | ED*4X30F** | *9MA*1002122A** | 28200 | 12.5 | 15 | 27800 | 8.5 | 16800 | 1 | HRCU-A-CB |  |  | 223 | 669 | Yes
5150227 | Discontinued | Systems | SMARTCOMFORT TX 5500 R410A HP | TEMPSTAR | TSH530GKA* |  | ED*4X36F** | *9MA*1002122A** | 28400 | 12.5 | 15 | 27800 | 8.5 | 16800 | 1 | HRCU-A-CB |  |  | 224 | 669 | Yes
5150228 | Discontinued | Systems | SMARTCOMFORT TX 5500 R410A HP | TEMPSTAR | TSH530GKA* |  | ED*4X36F** | *9MV*0802120A** | 28200 | 12.5 | 15 | 27800 | 8.5 | 16700 | 1 | HRCU-A-CB |  |  | 223 | 669 | Yes
5150229 | Discontinued | Systems | SMARTCOMFORT TX 5500 R410A HP | TEMPSTAR | TSH530GKA* |  | ED*4X36F** | *9MV*1002120A** | 28000 | 12.5 | 15 | 27600 | 8.5 | 16600 | 1 | HRCU-A-CB |  |  | 221 | 669 | Yes
4996325 | Discontinued | Systems | SMARTCOMFORT TX 5500 R410A HP | TEMPSTAR | TSH530GKA* |  | ED*4X36F** | OMV112K14A | 28000 | 12.5 | 15 | 27800 | 8.5 | 16800 | 1 | HRCU-A-CB |  |  | 221 | 669 | Yes
4996443 | Discontinued | Systems | SMARTCOMFORT TX 5500 R410A HP | TEMPSTAR | TSH530GKA* |  | ED*4X36J** | *8MV*1102120** | 28000 | 12.5 | 15 | 27800 | 8.5 | 16700 | 1 | HRCU-A-CB |  |  | 221 | 669 | Yes
4996444 | Discontinued | Systems | SMARTCOMFORT TX 5500 R410A HP | TEMPSTAR | TSH530GKA* |  | ED*4X36J** | *8MV*1352422** | 28000 | 12.5 | 15 | 27600 | 8.5 | 16600 | 1 | HRCU-A-CB |  |  | 221 | 669 | Yes
4996445 | Discontinued | Systems | SMARTCOMFORT TX 5500 R410A HP | TEMPSTAR | TSH530GKA* |  | ED*4X36J** | *8MX*0902116** | 28200 | 12.5 | 15 | 28000 | 8.5 | 16900 | 1 | HRCU-A-CB |  |  | 223 | 669 | Yes
5150231 | Discontinued | Systems | SMARTCOMFORT TX 5500 R410A HP | TEMPSTAR | TSH530GKA* |  | ED*4X36J** | *9MA*0802120A** | 28200 | 12.5 | 15 | 27800 | 8.5 | 16700 | 1 | HRCU-A-CB |  |  | 223 | 669 | Yes
5150232 | Discontinued | Systems | SMARTCOMFORT TX 5500 R410A HP | TEMPSTAR | TSH530GKA* |  | ED*4X36J** | *9MA*1002122A** | 28400 | 12.5 | 15 | 27800 | 8.5 | 16700 | 1 | HRCU-A-CB |  |  | 224 | 669 | Yes
5150233 | Discontinued | Systems | SMARTCOMFORT TX 5500 R410A HP | TEMPSTAR | TSH530GKA* |  | ED*4X36J** | *9MV*0802120A** | 28200 | 12.5 | 15 | 27800 | 8.5 | 16800 | 1 | HRCU-A-CB |  |  | 223 | 669 | Yes
5150234 | Discontinued | Systems | SMARTCOMFORT TX 5500 R410A HP | TEMPSTAR | TSH530GKA* |  | ED*4X36J** | *9MV*1002120A** | 28200 | 12.5 | 15 | 27800 | 8.5 | 16700 | 1 | HRCU-A-CB |  |  | 223 | 669 | Yes
4996442 | Discontinued | Systems | SMARTCOMFORT TX 5500 R410A HP | TEMPSTAR | TSH530GKA* |  | ED*4X36J** | *9MV*1202422A** | 28200 | 12.5 | 15 | 28000 | 8.5 | 16800 | 1 | HRCU-A-CB |  |  | 223 | 669 | Yes
4996167 | Active | Systems | SMARTCOMFORT TX 5500 R410A HP | TEMPSTAR | TSH530GKA* |  | EHD4X30A** | *8MV*0901716** | 27800 | 12.5 | 15 | 27800 | 8.5 | 16700 | 1 | HRCU-A-CB |  |  | 219 | 669 | Yes
5416715 | Active | Systems | SMARTCOMFORT TX 5500 R410A HP | TEMPSTAR | TSH530GKA* |  | EHD4X30A** | MV08**14C* | 28000 | 12.5 | 15 | 27800 | 8.5 | 16600 | 1 | HRCU-A-CB |  |  | 221 | 669 | Yes
5416716 | Active | Systems | SMARTCOMFORT TX 5500 R410A HP | TEMPSTAR | TSH530GKA* |  | EHD4X30A** | MV12**17C* | 28200 | 12.5 | 15 | 27800 | 8.5 | 16700 | 1 | HRCU-A-CB |  |  | 223 | 669 | Yes
4996174 | Active | Systems | SMARTCOMFORT TX 5500 R410A HP | TEMPSTAR | TSH530GKA* |  | EHD4X36A** | *8MV*0901716** | 28400 | 12.5 | 15 | 27800 | 8.5 | 16700 | 1 | HRCU-A-CB |  |  | 224 | 669 | Yes
4996175 | Active | Systems | SMARTCOMFORT TX 5500 R410A HP | TEMPSTAR | TSH530GKA* |  | EHD4X36A** | *8MV*1102120** | 28400 | 12.5 | 15 | 28000 | 8.5 | 16800 | 1 | HRCU-A-CB |  |  | 224 | 669 | Yes
4996176 | Active | Systems | SMARTCOMFORT TX 5500 R410A HP | TEMPSTAR | TSH530GKA* |  | EHD4X36A** | *8MV*1352422** | 28400 | 12.5 | 15 | 28000 | 8.5 | 16800 | 1 | HRCU-A-CB |  |  | 224 | 669 | Yes
4996178 | Active | Systems | SMARTCOMFORT TX 5500 R410A HP | TEMPSTAR | TSH530GKA* |  | EHD4X36A** | *8MX*0902116** | 28600 | 12.5 | 15 | 28200 | 8.5 | 17000 | 1 | HRCU-A-CB |  |  | 226 | 669 | Yes
4996305 | Active | Systems | SMARTCOMFORT TX 5500 R410A HP | TEMPSTAR | TSH530GKA* |  | EHD4X36A** | *9MA*0801714A** | 28400 | 12.5 | 15 | 28200 | 8.5 | 17000 | 1 | HRCU-A-CB |  |  | 224 | 669 | Yes
5150246 | Active | Systems | SMARTCOMFORT TX 5500 R410A HP | TEMPSTAR | TSH530GKA* |  | EHD4X36A** | *9MA*0802120A** | 28600 | 12.5 | 15 | 28000 | 8.5 | 16900 | 1 | HRCU-A-CB |  |  | 226 | 669 | Yes
5150247 | Active | Systems | SMARTCOMFORT TX 5500 R410A HP | TEMPSTAR | TSH530GKA* |  | EHD4X36A** | *9MA*1002122A** | 28800 | 12.7 | 15 | 28200 | 8.5 | 16900 | 1 | HRCU-A-CB |  |  | 227 | 669 | Yes
4996307 | Active | Systems | SMARTCOMFORT TX 5500 R410A HP | TEMPSTAR | TSH530GKA* |  | EHD4X36A** | *9MA*1202422A** | 28600 | 12.5 | 15 | 28000 | 8.5 | 16900 | 1 | HRCU-A-CB |  |  | 226 | 669 | Yes
4996309 | Active | Systems | SMARTCOMFORT TX 5500 R410A HP | TEMPSTAR | TSH530GKA* |  | EHD4X36A** | *9MV*0801716A** | 28400 | 12.5 | 15 | 28200 | 8.5 | 16900 | 1 | HRCU-A-CB |  |  | 224 | 669 | Yes
5150248 | Active | Systems | SMARTCOMFORT TX 5500 R410A HP | TEMPSTAR | TSH530GKA* |  | EHD4X36A** | *9MV*0802120A** | 28600 | 12.7 | 15 | 28000 | 8.5 | 16800 | 1 | HRCU-A-CB |  |  | 226 | 669 | Yes
5150249 | Active | Systems | SMARTCOMFORT TX 5500 R410A HP | TEMPSTAR | TSH530GKA* |  | EHD4X36A** | *9MV*1002120A** | 28400 | 12.5 | 15 | 27800 | 8.5 | 16700 | 1 | HRCU-A-CB |  |  | 224 | 669 | Yes
4996311 | Active | Systems | SMARTCOMFORT TX 5500 R410A HP | TEMPSTAR | TSH530GKA* |  | EHD4X36A** | *9MV*1202422A** | 28600 | 12.5 | 15 | 28000 | 8.5 | 16900 | 1 | HRCU-A-CB |  |  | 226 | 669 | Yes
5416717 | Active | Systems | SMARTCOMFORT TX 5500 R410A HP | TEMPSTAR | TSH530GKA* |  | EHD4X36A** | MV08**14C* | 28400 | 12.7 | 15.2 | 27800 | 8.5 | 16600 | 1 | HRCU-A-CB |  |  | 221 | 669 | Yes
5416718 | Active | Systems | SMARTCOMFORT TX 5500 R410A HP | TEMPSTAR | TSH530GKA* |  | EHD4X36A** | MV12**17C* | 28800 | 12.7 | 15.2 | 28000 | 8.5 | 16700 | 1 | HRCU-A-CB |  |  | 224 | 669 | Yes
4996372 | Active | Systems | SMARTCOMFORT TX 5500 R410A HP | TEMPSTAR | TSH530GKA* |  | EHD4X36A** | OMV112K14A | 28600 | 12.5 | 15 | 28000 | 8.5 | 16900 | 1 | HRCU-A-CB |  |  | 226 | 669 | Yes
5416719 | Active | Systems | SMARTCOMFORT TX 5500 R410A HP | TEMPSTAR | TSH530GKA* |  | EHD4X42A** | MV08**14C* | 28600 | 12.7 | 15.2 | 27800 | 8.5 | 16600 | 1 | HRCU-A-CB |  |  | 223 | 669 | Yes
5416720 | Active | Systems | SMARTCOMFORT TX 5500 R410A HP | TEMPSTAR | TSH530GKA* |  | EHD4X42A** | MV12**17C* | 28800 | 12.7 | 15.5 | 28000 | 8.5 | 16800 | 1 | HRCU-A-CB |  |  | 220 | 669 | Yes
4996143 | Active | Systems | SMARTCOMFORT TX 5500 R410A HP | TEMPSTAR | TSH530GKA* |  | EN(A,D)4X30*17** | *8MV*0901716** | 27800 | 12.5 | 15 | 27600 | 8.5 | 16600 | 1 | HRCU-A-CB |  |  | 219 | 669 | Yes
5416703 | Active | Systems | SMARTCOMFORT TX 5500 R410A HP | TEMPSTAR | TSH530GKA* |  | EN(A,D)4X30*17** | MV12**17C* | 28200 | 12.5 | 15 | 27600 | 8.5 | 16600 | 1 | HRCU-A-CB |  |  | 223 | 669 | Yes
4996149 | Active | Systems | SMARTCOMFORT TX 5500 R410A HP | TEMPSTAR | TSH530GKA* |  | EN(A,D)4X36*21** | *8MV*1102120** | 27800 | 12.5 | 15 | 27800 | 8.5 | 16700 | 1 | HRCU-A-CB |  |  | 219 | 669 | Yes
5150237 | Active | Systems | SMARTCOMFORT TX 5500 R410A HP | TEMPSTAR | TSH530GKA* |  | EN(A,D)4X36*21** | *9MA*1002122A** | 28200 | 12.5 | 15 | 27800 | 8.5 | 16800 | 1 | HRCU-A-CB |  |  | 223 | 669 | Yes
5416706 | Active | Systems | SMARTCOMFORT TX 5500 R410A HP | TEMPSTAR | TSH530GKA* |  | EN(A,D)4X36*21** | MV12**17C* | 28200 | 12.5 | 15 | 27600 | 8.5 | 16600 | 1 | HRCU-A-CB |  |  | 223 | 669 | Yes
4996146 | Active | Systems | SMARTCOMFORT TX 5500 R410A HP | TEMPSTAR | TSH530GKA* |  | EN(A,D,W)4X36*17** | *8MV*0901716** | 27800 | 12.5 | 15 | 27600 | 8.5 | 16600 | 1 | HRCU-A-CB |  |  | 219 | 669 | Yes
5416705 | Active | Systems | SMARTCOMFORT TX 5500 R410A HP | TEMPSTAR | TSH530GKA* |  | EN(A,D,W)4X36*17** | MV12**17C* | 28200 | 12.5 | 15 | 27600 | 8.5 | 16600 | 1 | HRCU-A-CB |  |  | 223 | 669 | Yes
5416709 | Active | Systems | SMARTCOMFORT TX 5500 R410A HP | TEMPSTAR | TSH530GKA* |  | EN(A,D,W)4X42*21** | MV12**17C* | 28400 | 12.7 | 15.2 | 27800 | 8.5 | 16700 | 1 | HRCU-A-CB |  |  | 221 | 669 | Yes
5416707 | Active | Systems | SMARTCOMFORT TX 5500 R410A HP | TEMPSTAR | TSH530GKA* |  | END4X42*17** | MV08**14C* | 28400 | 12.7 | 15.2 | 27800 | 8.5 | 16600 | 1 | HRCU-A-CB |  |  | 221 | 669 | Yes
5416708 | Active | Systems | SMARTCOMFORT TX 5500 R410A HP | TEMPSTAR | TSH530GKA* |  | END4X42*17** | MV12**17C* | 28600 | 12.7 | 15.2 | 28000 | 8.5 | 16700 | 1 | HRCU-A-CB |  |  | 223 | 669 | Yes
4996153 | Active | Systems | SMARTCOMFORT TX 5500 R410A HP | TEMPSTAR | TSH530GKA* |  | ENH4X30*17** | *8MV*0901716** | 27800 | 12.5 | 15 | 27600 | 8.5 | 16600 | 1 | HRCU-A-CB |  |  | 219 | 669 | Yes
4996155 | Active | Systems | SMARTCOMFORT TX 5500 R410A HP | TEMPSTAR | TSH530GKA* |  | ENH4X30*17** | *8MV*1352422** | 27800 | 12.5 | 15 | 27600 | 8.5 | 16700 | 1 | HRCU-A-CB |  |  | 219 | 669 | Yes
5416711 | Active | Systems | SMARTCOMFORT TX 5500 R410A HP | TEMPSTAR | TSH530GKA* |  | ENH4X30*17** | MV12**17C* | 28200 | 12.5 | 15 | 27600 | 8.5 | 16600 | 1 | HRCU-A-CB |  |  | 223 | 669 | Yes
4996160 | Active | Systems | SMARTCOMFORT TX 5500 R410A HP | TEMPSTAR | TSH530GKA* |  | ENH4X36*17** | *8MV*0901716** | 27800 | 12.5 | 15 | 27600 | 8.5 | 16600 | 1 | HRCU-A-CB |  |  | 219 | 669 | Yes
4996162 | Active | Systems | SMARTCOMFORT TX 5500 R410A HP | TEMPSTAR | TSH530GKA* |  | ENH4X36*17** | *8MV*1352422** | 27800 | 12.5 | 15 | 27600 | 8.5 | 16700 | 1 | HRCU-A-CB |  |  | 219 | 669 | Yes
5416713 | Active | Systems | SMARTCOMFORT TX 5500 R410A HP | TEMPSTAR | TSH530GKA* |  | ENH4X36*17** | MV12**17C* | 28200 | 12.5 | 15 | 27600 | 8.5 | 16600 | 1 | HRCU-A-CB |  |  | 223 | 669 | Yes
5416714 | Active | Systems | SMARTCOMFORT TX 5500 R410A HP | TEMPSTAR | TSH530GKA* |  | ENH4X42*21** | MV12**17C* | 28400 | 12.7 | 15.2 | 27800 | 8.5 | 16700 | 1 | HRCU-A-CB |  |  | 221 | 669 | Yes
4996544 | Active | Systems | SMARTCOMFORT TX 5500 R410A HP | TEMPSTAR | TSH530GKA* |  | FCM4X24****+WALLCON |  | 28000 | 12.5 | 15 | 27800 | 8.5 | 16800 | 1 | HRCU-A-CB |  |  | 221 | 669 | Yes
4996545 | Active | Systems | SMARTCOMFORT TX 5500 R410A HP | TEMPSTAR | TSH530GKA* |  | FCM4X36****+WALLCON |  | 28200 | 12.7 | 15.2 | 27600 | 8.5 | 16600 | 1 | HRCU-A-CB |  |  | 220 | 669 | Yes
4996542 | Active | Systems | SMARTCOMFORT TX 5500 R410A HP | TEMPSTAR | TSH530GKA* |  | FVM4X24**** |  | 28000 | 12.5 | 15 | 27800 | 8.5 | 16800 | 1 | HRCU-A-CB |  |  | 221 | 669 | Yes
4996543 | Active | Systems | SMARTCOMFORT TX 5500 R410A HP | TEMPSTAR | TSH530GKA* |  | FVM4X36**** |  | 28200 | 12.5 | 15 | 27600 | 8.5 | 16600 | 1 | HRCU-A-CB |  |  | 223 | 669 | Yes
4996123 | Active | Systems | SMARTCOMFORT TX 5500 R410A HP | TEMPSTAR | TSH530GKA* |  | FXM4X30**A* |  | 28400 | 12.5 | 15 | 28200 | 8.5 | 17000 | 1 | HRCU-A-CB | Yes |  | 224 | 669 | Yes
4996193 | Active | Systems | SMARTCOMFORT TX 5500 R410A HP | TEMPSTAR | TSH530GKA* |  | FXM4X36**A* |  | 29000 | 12.5 | 15 | 28000 | 8.5 | 17100 | 1 | HRCU-A-CB |  |  | 229 | 669 | Yes
5616253 | Active | Systems | SMARTCOMFORT TX 5500 R410A HP | TEMPSTAR | TSH530HKA* |  | FCM4X48****+WALLCON |  | 28200 | 12.5 | 15.5 | 27600 | 9 | 17300 | 1 | HRCU-A-CB |  |  | 215 | 632 | Yes
5467155 | Active | Systems | SMARTCOMFORT TX 5500 R410A HP | TEMPSTAR | TSH530HKA* |  | FVM4X48**** |  | 28200 | 12.5 | 15.5 | 27200 | 9 | 17300 | 1 | HRCU-A-CB | Yes |  | 215 | 527 | Yes
5467314 | Active | Systems | SMARTCOMFORT TX 5500 R410A HP | TEMPSTAR | TSH530HKA* |  | FXM4X36**A* |  | 27800 | 12.5 | 15.2 | 27400 | 8.8 | 17600 | 1 | HRCU-A-CB |  |  | 217 | 539 | Yes
5417003 | Active | Systems | SMARTCOMFORT TX 5500 R410A HP | TEMPSTAR | TSH536GKA* |  | EA*4X48*21A* | MV16**21C* | 34800 | 12.5 | 15 | 34000 | 8.5 | 21200 | 1 | HRCU-A-CB |  |  | 275 | 781 | Yes
5417004 | Active | Systems | SMARTCOMFORT TX 5500 R410A HP | TEMPSTAR | TSH536GKA* |  | EA*4X48*24A* | MV16**21C* | 34800 | 12.5 | 15.2 | 34000 | 8.5 | 21200 | 1 | HRCU-A-CB |  |  | 271 | 781 | Yes
5417005 | Active | Systems | SMARTCOMFORT TX 5500 R410A HP | TEMPSTAR | TSH536GKA* |  | EA*4X48*24A* | MV20**24C* | 34600 | 12.5 | 15.2 | 33800 | 8.5 | 21200 | 1 | HRCU-A-CB |  |  | 270 | 781 | Yes
4999923 | Active | Systems | SMARTCOMFORT TX 5500 R410A HP | TEMPSTAR | TSH536GKA* |  | EHD4X36A** | *8MX*1102120** | 34600 | 12.5 | 15 | 34200 | 8.5 | 21400 | 1 | HRCU-A-CB |  |  | 273 | 781 | Yes
4999926 | Active | Systems | SMARTCOMFORT TX 5500 R410A HP | TEMPSTAR | TSH536GKA* |  | EHD4X42A** | *8MV*0901716** | 34400 | 12.5 | 15 | 34000 | 8.5 | 21400 | 1 | HRCU-A-CB |  |  | 272 | 781 | Yes
4999927 | Active | Systems | SMARTCOMFORT TX 5500 R410A HP | TEMPSTAR | TSH536GKA* |  | EHD4X42A** | *8MV*1102120** | 34600 | 12.5 | 15 | 34000 | 8.5 | 21400 | 1 | HRCU-A-CB |  |  | 273 | 781 | Yes
4999928 | Active | Systems | SMARTCOMFORT TX 5500 R410A HP | TEMPSTAR | TSH536GKA* |  | EHD4X42A** | *8MV*1352422** | 34600 | 12.5 | 15 | 34000 | 8.5 | 21400 | 1 | HRCU-A-CB |  |  | 273 | 781 | Yes
4999931 | Active | Systems | SMARTCOMFORT TX 5500 R410A HP | TEMPSTAR | TSH536GKA* |  | EHD4X42A** | *8MX*0902116** | 34800 | 12.5 | 15 | 34200 | 8.5 | 21600 | 1 | HRCU-A-CB |  |  | 275 | 781 | Yes
4999932 | Active | Systems | SMARTCOMFORT TX 5500 R410A HP | TEMPSTAR | TSH536GKA* |  | EHD4X42A** | *8MX*1102120** | 35000 | 12.5 | 15 | 34200 | 8.5 | 21600 | 1 | HRCU-A-CB |  |  | 276 | 781 | Yes
5150701 | Active | Systems | SMARTCOMFORT TX 5500 R410A HP | TEMPSTAR | TSH536GKA* |  | EHD4X42A** | *9MA*0802120A** | 34600 | 12.5 | 15 | 33800 | 8.5 | 21200 | 1 | HRCU-A-CB |  |  | 273 | 781 | Yes
5417030 | Active | Systems | SMARTCOMFORT TX 5500 R410A HP | TEMPSTAR | TSH536GKA* |  | EHD4X42A** | MV16**21C* | 35000 | 12.5 | 15.2 | 34000 | 8.5 | 21400 | 1 | HRCU-A-CB |  |  | 273 | 781 | Yes
5417031 | Active | Systems | SMARTCOMFORT TX 5500 R410A HP | TEMPSTAR | TSH536GKA* |  | EHD4X42A** | MV20**24C* | 34800 | 12.5 | 15.2 | 34000 | 8.5 | 21200 | 1 | HRCU-A-CB |  |  | 271 | 781 | Yes
5417033 | Active | Systems | SMARTCOMFORT TX 5500 R410A HP | TEMPSTAR | TSH536GKA* |  | EHD4X48A** | MV12**17C* | 35000 | 12.5 | 15 | 34200 | 8.5 | 21400 | 1 | HRCU-A-CB |  |  | 276 | 781 | Yes
5417034 | Active | Systems | SMARTCOMFORT TX 5500 R410A HP | TEMPSTAR | TSH536GKA* |  | EHD4X48A** | MV16**21C* | 35000 | 12.5 | 15.2 | 34000 | 8.5 | 21400 | 1 | HRCU-A-CB |  |  | 273 | 781 | Yes
5417035 | Active | Systems | SMARTCOMFORT TX 5500 R410A HP | TEMPSTAR | TSH536GKA* |  | EHD4X48A** | MV20**24C* | 35000 | 12.5 | 15.2 | 34000 | 8.5 | 21200 | 1 | HRCU-A-CB |  |  | 273 | 781 | Yes
5417016 | Active | Systems | SMARTCOMFORT TX 5500 R410A HP | TEMPSTAR | TSH536GKA* |  | EN(A,D)4X48*24** | MV16**21C* | 34800 | 12.5 | 15.2 | 34000 | 8.5 | 21200 | 1 | HRCU-A-CB |  |  | 271 | 781 | Yes
5417017 | Active | Systems | SMARTCOMFORT TX 5500 R410A HP | TEMPSTAR | TSH536GKA* |  | EN(A,D)4X48*24** | MV20**24C* | 34800 | 12.5 | 15.2 | 33800 | 8.5 | 21200 | 1 | HRCU-A-CB |  |  | 271 | 781 | Yes
5417014 | Active | Systems | SMARTCOMFORT TX 5500 R410A HP | TEMPSTAR | TSH536GKA* |  | EN(A,D,W)4X48*21** | MV12**17C* | 34800 | 12.5 | 15 | 34000 | 8.5 | 21400 | 1 | HRCU-A-CB |  |  | 275 | 781 | Yes
5417015 | Active | Systems | SMARTCOMFORT TX 5500 R410A HP | TEMPSTAR | TSH536GKA* |  | EN(A,D,W)4X48*21** | MV16**21C* | 34800 | 12.5 | 15.2 | 34000 | 8.5 | 21200 | 1 | HRCU-A-CB |  |  | 271 | 781 | Yes
5417022 | Active | Systems | SMARTCOMFORT TX 5500 R410A HP | TEMPSTAR | TSH536GKA* |  | ENH4X48*21** | MV12**17C* | 34800 | 12.5 | 15 | 34000 | 8.5 | 21400 | 1 | HRCU-A-CB |  |  | 275 | 781 | Yes
5417023 | Active | Systems | SMARTCOMFORT TX 5500 R410A HP | TEMPSTAR | TSH536GKA* |  | ENH4X48*21** | MV16**21C* | 34800 | 12.5 | 15.2 | 34000 | 8.5 | 21200 | 1 | HRCU-A-CB |  |  | 271 | 781 | Yes
5000399 | Active | Systems | SMARTCOMFORT TX 5500 R410A HP | TEMPSTAR | TSH536GKA* |  | FCM4X48****+WALLCON |  | 35000 | 12.5 | 15.2 | 34000 | 9.2 | 21400 | 1 | HRCU-A-CB |  |  | 273 | 721 | Yes
5000396 | Active | Systems | SMARTCOMFORT TX 5500 R410A HP | TEMPSTAR | TSH536GKA* |  | FVM4X48**** |  | 35000 | 12.5 | 15.2 | 34000 | 9.2 | 21400 | 1 | HRCU-A-CB |  |  | 273 | 721 | Yes
4999862 | Active | Systems | SMARTCOMFORT TX 5500 R410A HP | TEMPSTAR | TSH536GKA* |  | FXM4X36**A* |  | 35000 | 12.5 | 15 | 34400 | 8.5 | 21800 | 1 | HRCU-A-CB | Yes |  | 276 | 781 | Yes
4999942 | Active | Systems | SMARTCOMFORT TX 5500 R410A HP | TEMPSTAR | TSH536GKA* |  | FXM4X42**A* |  | 35000 | 12.5 | 15 | 34400 | 8.5 | 21800 | 1 | HRCU-A-CB |  |  | 276 | 781 | Yes
5616267 | Active | Systems | SMARTCOMFORT TX 5500 R410A HP | TEMPSTAR | TSH536HKA* |  | FCM4X48****+WALLCON |  | 34400 | 12.5 | 15 | 33800 | 9.5 | 21200 | 1 | HRCU-A-CB |  |  | 272 | 699 | Yes
5468453 | Active | Systems | SMARTCOMFORT TX 5500 R410A HP | TEMPSTAR | TSH536HKA* |  | FVM4X48**** |  | 34200 | 12.5 | 15.5 | 33200 | 9 | 21200 | 1 | HRCU-A-CB | Yes |  | 261 | 737 | Yes
5003445 | Active | Systems | SMARTCOMFORT TX 5500 R410A HP | TEMPSTAR | TSH542GKA* |  | EA*4X48*17A* | *8MV*0901716** | 41500 | 12.5 | 15 | 42000 | 8.5 | 26400 | 1 | HRCU-A-CB |  |  | 328 | 892 | Yes
5003449 | Active | Systems | SMARTCOMFORT TX 5500 R410A HP | TEMPSTAR | TSH542GKA* |  | EA*4X48*21A* | *8MX*0902116** | 41500 | 12.5 | 15 | 42000 | 8.5 | 26200 | 1 | HRCU-A-CB |  |  | 328 | 892 | Yes
5003450 | Active | Systems | SMARTCOMFORT TX 5500 R410A HP | TEMPSTAR | TSH542GKA* |  | EA*4X48*21A* | *8MX*1102120** | 41500 | 12.5 | 15 | 41500 | 8.5 | 26200 | 1 | HRCU-A-CB |  |  | 328 | 892 | Yes
5417264 | Active | Systems | SMARTCOMFORT TX 5500 R410A HP | TEMPSTAR | TSH542GKA* |  | EA*4X48*21A* | MV16**21C* | 41500 | 12.5 | 15 | 42000 | 8.5 | 26200 | 1 | HRCU-A-CB |  |  | 328 | 892 | Yes
5003452 | Active | Systems | SMARTCOMFORT TX 5500 R410A HP | TEMPSTAR | TSH542GKA* |  | EA*4X48*24A* | *8MV*1352422** | 41500 | 12.5 | 15 | 41500 | 8.5 | 26000 | 1 | HRCU-A-CB |  |  | 328 | 892 | Yes
5003453 | Active | Systems | SMARTCOMFORT TX 5500 R410A HP | TEMPSTAR | TSH542GKA* |  | EA*4X48*24A* | *8MX*1352420** | 41500 | 12.5 | 15 | 42000 | 8.5 | 26200 | 1 | HRCU-A-CB |  |  | 328 | 892 | Yes
5151442 | Active | Systems | SMARTCOMFORT TX 5500 R410A HP | TEMPSTAR | TSH542GKA* |  | EA*4X48*24A* | *9MA*1002122A** | 41500 | 12.5 | 15 | 42000 | 8.5 | 26200 | 1 | HRCU-A-CB |  |  | 328 | 892 | Yes
5151444 | Active | Systems | SMARTCOMFORT TX 5500 R410A HP | TEMPSTAR | TSH542GKA* |  | EA*4X48*24A* | *9MV*1002120A** | 41500 | 12.5 | 15 | 42000 | 8.5 | 26200 | 1 | HRCU-A-CB |  |  | 328 | 892 | Yes
5003561 | Active | Systems | SMARTCOMFORT TX 5500 R410A HP | TEMPSTAR | TSH542GKA* |  | EA*4X48*24A* | *9MV*1202422A** | 41500 | 12.5 | 15 | 42000 | 8.5 | 26200 | 1 | HRCU-A-CB |  |  | 328 | 892 | Yes
5151446 | Active | Systems | SMARTCOMFORT TX 5500 R410A HP | TEMPSTAR | TSH542GKA* |  | EA*4X48*24A* | *9MX*1002120A** | 41500 | 12.5 | 15 | 42000 | 8.5 | 26200 | 1 | HRCU-A-CB |  |  | 328 | 892 | Yes
5003563 | Active | Systems | SMARTCOMFORT TX 5500 R410A HP | TEMPSTAR | TSH542GKA* |  | EA*4X48*24A* | *9MX*1202422A** | 42000 | 12.5 | 15 | 42000 | 8.5 | 26600 | 1 | HRCU-A-CB |  |  | 332 | 892 | Yes
5417265 | Active | Systems | SMARTCOMFORT TX 5500 R410A HP | TEMPSTAR | TSH542GKA* |  | EA*4X48*24A* | MV16**21C* | 42000 | 12.5 | 15 | 42000 | 8.5 | 26200 | 1 | HRCU-A-CB |  |  | 332 | 892 | Yes
5417266 | Active | Systems | SMARTCOMFORT TX 5500 R410A HP | TEMPSTAR | TSH542GKA* |  | EA*4X48*24A* | MV20**24C* | 41500 | 12.5 | 15 | 42000 | 8.5 | 26000 | 1 | HRCU-A-CB |  |  | 328 | 892 | Yes
5003674 | Active | Systems | SMARTCOMFORT TX 5500 R410A HP | TEMPSTAR | TSH542GKA* |  | EA*4X48*24A* | OLV154F20A | 42500 | 12.5 | 15 | 42000 | 8.5 | 27000 | 1 | HRCU-A-CB |  |  | 335 | 892 | Yes
5417267 | Active | Systems | SMARTCOMFORT TX 5500 R410A HP | TEMPSTAR | TSH542GKA* |  | EA*4X60*21A* | MV12**17C* | 42000 | 12.7 | 15.2 | 42000 | 8.5 | 26400 | 1 | HRCU-A-CB |  |  | 327 | 892 | Yes
5417268 | Active | Systems | SMARTCOMFORT TX 5500 R410A HP | TEMPSTAR | TSH542GKA* |  | EA*4X60*21A* | MV16**21C* | 42000 | 12.7 | 15.2 | 42000 | 8.8 | 26400 | 1 | HRCU-A-CB |  |  | 327 | 862 | Yes
5417269 | Active | Systems | SMARTCOMFORT TX 5500 R410A HP | TEMPSTAR | TSH542GKA* |  | EA*4X60*24A* | MV16**21C* | 42000 | 12.7 | 15.2 | 42000 | 8.8 | 26400 | 1 | HRCU-A-CB |  |  | 327 | 862 | Yes
5417270 | Active | Systems | SMARTCOMFORT TX 5500 R410A HP | TEMPSTAR | TSH542GKA* |  | EA*4X60*24A* | MV20**24C* | 42000 | 12.7 | 15.2 | 42000 | 8.5 | 26200 | 1 | HRCU-A-CB |  |  | 327 | 892 | Yes
5003813 | Discontinued | Systems | SMARTCOMFORT TX 5500 R410A HP | TEMPSTAR | TSH542GKA* |  | ED*4X48F** | *8MV*0901716** | 41500 | 12.5 | 15 | 42000 | 8.5 | 26400 | 1 | HRCU-A-CB |  |  | 328 | 892 | Yes
5003814 | Discontinued | Systems | SMARTCOMFORT TX 5500 R410A HP | TEMPSTAR | TSH542GKA* |  | ED*4X48F** | *8MV*1102120** | 41500 | 12.5 | 15 | 42000 | 8.5 | 26400 | 1 | HRCU-A-CB |  |  | 328 | 892 | Yes
5003816 | Discontinued | Systems | SMARTCOMFORT TX 5500 R410A HP | TEMPSTAR | TSH542GKA* |  | ED*4X48F** | *8MX*0902116** | 42000 | 12.5 | 15 | 42000 | 8.5 | 26400 | 1 | HRCU-A-CB |  |  | 332 | 892 | Yes
5003817 | Discontinued | Systems | SMARTCOMFORT TX 5500 R410A HP | TEMPSTAR | TSH542GKA* |  | ED*4X48F** | *8MX*1102120** | 42000 | 12.5 | 15 | 42000 | 8.5 | 26200 | 1 | HRCU-A-CB |  |  | 332 | 892 | Yes
5151470 | Discontinued | Systems | SMARTCOMFORT TX 5500 R410A HP | TEMPSTAR | TSH542GKA* |  | ED*4X48F** | *9MA*1002122A** | 42000 | 12.5 | 15 | 42500 | 8.5 | 26400 | 1 | HRCU-A-CB |  |  | 332 | 892 | Yes
5151472 | Discontinued | Systems | SMARTCOMFORT TX 5500 R410A HP | TEMPSTAR | TSH542GKA* |  | ED*4X48F** | *9MV*1002120A** | 41500 | 12.5 | 15 | 42500 | 8.5 | 26200 | 1 | HRCU-A-CB |  |  | 328 | 892 | Yes
5151474 | Discontinued | Systems | SMARTCOMFORT TX 5500 R410A HP | TEMPSTAR | TSH542GKA* |  | ED*4X48F** | *9MX*1002120A** | 41500 | 12.5 | 15 | 42500 | 8.5 | 26200 | 1 | HRCU-A-CB |  |  | 328 | 892 | Yes
5003839 | Discontinued | Systems | SMARTCOMFORT TX 5500 R410A HP | TEMPSTAR | TSH542GKA* |  | ED*4X48L** | *8MV*1102120** | 41500 | 12.5 | 15 | 41500 | 8.5 | 26200 | 1 | HRCU-A-CB |  |  | 328 | 892 | Yes
5003840 | Discontinued | Systems | SMARTCOMFORT TX 5500 R410A HP | TEMPSTAR | TSH542GKA* |  | ED*4X48L** | *8MV*1352422** | 41500 | 12.5 | 15 | 41500 | 8.5 | 26000 | 1 | HRCU-A-CB |  |  | 328 | 892 | Yes
5003841 | Discontinued | Systems | SMARTCOMFORT TX 5500 R410A HP | TEMPSTAR | TSH542GKA* |  | ED*4X48L** | *8MX*0902116** | 41500 | 12.5 | 15 | 42000 | 8.5 | 26200 | 1 | HRCU-A-CB |  |  | 328 | 892 | Yes
5003842 | Discontinued | Systems | SMARTCOMFORT TX 5500 R410A HP | TEMPSTAR | TSH542GKA* |  | ED*4X48L** | *8MX*1102120** | 41500 | 12.5 | 15 | 42000 | 8.5 | 26200 | 1 | HRCU-A-CB |  |  | 328 | 892 | Yes
5003843 | Discontinued | Systems | SMARTCOMFORT TX 5500 R410A HP | TEMPSTAR | TSH542GKA* |  | ED*4X48L** | *8MX*1352420** | 41500 | 12.5 | 15 | 42000 | 8.5 | 26200 | 1 | HRCU-A-CB |  |  | 328 | 892 | Yes
5151486 | Discontinued | Systems | SMARTCOMFORT TX 5500 R410A HP | TEMPSTAR | TSH542GKA* |  | ED*4X48L** | *9MV*1002120A** | 41500 | 12.5 | 15 | 42000 | 8.5 | 26200 | 1 | HRCU-A-CB |  |  | 328 | 892 | Yes
5003836 | Discontinued | Systems | SMARTCOMFORT TX 5500 R410A HP | TEMPSTAR | TSH542GKA* |  | ED*4X48L** | *9MV*1202422A** | 41500 | 12.5 | 15 | 42000 | 8.5 | 26200 | 1 | HRCU-A-CB |  |  | 328 | 892 | Yes
5151488 | Discontinued | Systems | SMARTCOMFORT TX 5500 R410A HP | TEMPSTAR | TSH542GKA* |  | ED*4X48L** | *9MX*1002120A** | 41500 | 12.5 | 15 | 42000 | 8.5 | 26200 | 1 | HRCU-A-CB |  |  | 328 | 892 | Yes
5003838 | Discontinued | Systems | SMARTCOMFORT TX 5500 R410A HP | TEMPSTAR | TSH542GKA* |  | ED*4X48L** | *9MX*1202422A** | 42000 | 12.5 | 15 | 42000 | 8.5 | 26600 | 1 | HRCU-A-CB |  |  | 332 | 892 | Yes
5003853 | Discontinued | Systems | SMARTCOMFORT TX 5500 R410A HP | TEMPSTAR | TSH542GKA* |  | ED*4X48L** | OLV154F20A | 42500 | 12.5 | 15 | 42000 | 8.5 | 27000 | 1 | HRCU-A-CB |  |  | 335 | 892 | Yes
5003490 | Active | Systems | SMARTCOMFORT TX 5500 R410A HP | TEMPSTAR | TSH542GKA* |  | EHD4X42A** | *8MV*0901716** | 41500 | 12.5 | 15 | 42000 | 8.5 | 26200 | 1 | HRCU-A-CB |  |  | 328 | 892 | Yes
5003491 | Active | Systems | SMARTCOMFORT TX 5500 R410A HP | TEMPSTAR | TSH542GKA* |  | EHD4X42A** | *8MV*1102120** | 41500 | 12.5 | 15 | 42500 | 8.5 | 26200 | 1 | HRCU-A-CB |  |  | 328 | 892 | Yes
5003492 | Active | Systems | SMARTCOMFORT TX 5500 R410A HP | TEMPSTAR | TSH542GKA* |  | EHD4X42A** | *8MV*1352422** | 42000 | 12.5 | 15 | 42000 | 8.5 | 26200 | 1 | HRCU-A-CB |  |  | 332 | 892 | Yes
5003494 | Active | Systems | SMARTCOMFORT TX 5500 R410A HP | TEMPSTAR | TSH542GKA* |  | EHD4X42A** | *8MX*0902116** | 42000 | 12.5 | 15 | 42500 | 8.5 | 26200 | 1 | HRCU-A-CB |  |  | 332 | 892 | Yes
5003495 | Active | Systems | SMARTCOMFORT TX 5500 R410A HP | TEMPSTAR | TSH542GKA* |  | EHD4X42A** | *8MX*1102120** | 42000 | 12.5 | 15 | 42000 | 8.5 | 26200 | 1 | HRCU-A-CB |  |  | 332 | 892 | Yes
5003496 | Active | Systems | SMARTCOMFORT TX 5500 R410A HP | TEMPSTAR | TSH542GKA* |  | EHD4X42A** | *8MX*1352420** | 42000 | 12.5 | 15 | 42500 | 8.5 | 26200 | 1 | HRCU-A-CB |  |  | 332 | 892 | Yes
5151526 | Active | Systems | SMARTCOMFORT TX 5500 R410A HP | TEMPSTAR | TSH542GKA* |  | EHD4X42A** | *9MA*1002122A** | 41500 | 12.5 | 15 | 42500 | 8.5 | 26200 | 1 | HRCU-A-CB |  |  | 328 | 892 | Yes
5003645 | Active | Systems | SMARTCOMFORT TX 5500 R410A HP | TEMPSTAR | TSH542GKA* |  | EHD4X42A** | *9MA*1202422A** | 41500 | 12.5 | 15 | 42000 | 8.5 | 26000 | 1 | HRCU-A-CB |  |  | 328 | 892 | Yes
5151527 | Active | Systems | SMARTCOMFORT TX 5500 R410A HP | TEMPSTAR | TSH542GKA* |  | EHD4X42A** | *9MV*0802120A** | 41500 | 12.5 | 15 | 42000 | 8.5 | 26200 | 1 | HRCU-A-CB |  |  | 328 | 892 | Yes
5151528 | Active | Systems | SMARTCOMFORT TX 5500 R410A HP | TEMPSTAR | TSH542GKA* |  | EHD4X42A** | *9MV*1002120A** | 41500 | 12.5 | 15 | 42000 | 8.5 | 26200 | 1 | HRCU-A-CB |  |  | 328 | 892 | Yes
5003649 | Active | Systems | SMARTCOMFORT TX 5500 R410A HP | TEMPSTAR | TSH542GKA* |  | EHD4X42A** | *9MV*1202422A** | 41500 | 12.5 | 15 | 42000 | 8.5 | 26200 | 1 | HRCU-A-CB |  |  | 328 | 892 | Yes
5151529 | Active | Systems | SMARTCOMFORT TX 5500 R410A HP | TEMPSTAR | TSH542GKA* |  | EHD4X42A** | *9MX*0802120A** | 42000 | 12.5 | 15 | 42500 | 8.5 | 26400 | 1 | HRCU-A-CB |  |  | 332 | 892 | Yes
5151530 | Active | Systems | SMARTCOMFORT TX 5500 R410A HP | TEMPSTAR | TSH542GKA* |  | EHD4X42A** | *9MX*1002120A** | 41500 | 12.5 | 15 | 42000 | 8.5 | 26200 | 1 | HRCU-A-CB |  |  | 328 | 892 | Yes
5003653 | Active | Systems | SMARTCOMFORT TX 5500 R410A HP | TEMPSTAR | TSH542GKA* |  | EHD4X42A** | *9MX*1202422A** | 42000 | 12.5 | 15 | 42500 | 8.5 | 26600 | 1 | HRCU-A-CB |  |  | 332 | 892 | Yes
5417287 | Active | Systems | SMARTCOMFORT TX 5500 R410A HP | TEMPSTAR | TSH542GKA* |  | EHD4X42A** | MV16**21C* | 42000 | 12.5 | 15 | 42000 | 8.5 | 26400 | 1 | HRCU-A-CB |  |  | 332 | 892 | Yes
5417288 | Active | Systems | SMARTCOMFORT TX 5500 R410A HP | TEMPSTAR | TSH542GKA* |  | EHD4X42A** | MV20**24C* | 42000 | 12.5 | 15 | 42000 | 8.5 | 26200 | 1 | HRCU-A-CB |  |  | 332 | 892 | Yes
5003702 | Active | Systems | SMARTCOMFORT TX 5500 R410A HP | TEMPSTAR | TSH542GKA* |  | EHD4X42A** | OLV154F20A | 42500 | 12.5 | 15 | 43500 | 8.5 | 27000 | 1 | HRCU-A-CB |  |  | 335 | 892 | Yes
5003499 | Active | Systems | SMARTCOMFORT TX 5500 R410A HP | TEMPSTAR | TSH542GKA* |  | EHD4X48A** | *8MV*0901716** | 42000 | 12.5 | 15 | 42500 | 8.5 | 26200 | 1 | HRCU-A-CB |  |  | 332 | 892 | Yes
5003500 | Active | Systems | SMARTCOMFORT TX 5500 R410A HP | TEMPSTAR | TSH542GKA* |  | EHD4X48A** | *8MV*1102120** | 42000 | 12.5 | 15 | 42500 | 8.5 | 26400 | 1 | HRCU-A-CB |  |  | 332 | 892 | Yes
5003501 | Active | Systems | SMARTCOMFORT TX 5500 R410A HP | TEMPSTAR | TSH542GKA* |  | EHD4X48A** | *8MV*1352422** | 42000 | 12.5 | 15 | 42000 | 8.5 | 26200 | 1 | HRCU-A-CB |  |  | 332 | 892 | Yes
5003503 | Active | Systems | SMARTCOMFORT TX 5500 R410A HP | TEMPSTAR | TSH542GKA* |  | EHD4X48A** | *8MX*0902116** | 42000 | 12.5 | 15 | 42500 | 8.5 | 26400 | 1 | HRCU-A-CB |  |  | 332 | 892 | Yes
5003504 | Active | Systems | SMARTCOMFORT TX 5500 R410A HP | TEMPSTAR | TSH542GKA* |  | EHD4X48A** | *8MX*1102120** | 42000 | 12.5 | 15 | 42500 | 8.5 | 26200 | 1 | HRCU-A-CB |  |  | 332 | 892 | Yes
5003505 | Active | Systems | SMARTCOMFORT TX 5500 R410A HP | TEMPSTAR | TSH542GKA* |  | EHD4X48A** | *8MX*1352420** | 42000 | 12.5 | 15 | 42500 | 8.5 | 26400 | 1 | HRCU-A-CB |  |  | 332 | 892 | Yes
5151532 | Active | Systems | SMARTCOMFORT TX 5500 R410A HP | TEMPSTAR | TSH542GKA* |  | EHD4X48A** | *9MA*0802120A** | 41500 | 12.5 | 15 | 42000 | 8.5 | 26200 | 1 | HRCU-A-CB |  |  | 328 | 892 | Yes
5151533 | Active | Systems | SMARTCOMFORT TX 5500 R410A HP | TEMPSTAR | TSH542GKA* |  | EHD4X48A** | *9MA*1002122A** | 42000 | 12.5 | 15 | 42500 | 8.5 | 26400 | 1 | HRCU-A-CB |  |  | 332 | 892 | Yes
5003657 | Active | Systems | SMARTCOMFORT TX 5500 R410A HP | TEMPSTAR | TSH542GKA* |  | EHD4X48A** | *9MA*1202422A** | 41500 | 12.5 | 15 | 42000 | 8.5 | 26200 | 1 | HRCU-A-CB |  |  | 328 | 892 | Yes
5151534 | Active | Systems | SMARTCOMFORT TX 5500 R410A HP | TEMPSTAR | TSH542GKA* |  | EHD4X48A** | *9MV*0802120A** | 42000 | 12.5 | 15 | 42500 | 8.5 | 26400 | 1 | HRCU-A-CB |  |  | 332 | 892 | Yes
5151535 | Active | Systems | SMARTCOMFORT TX 5500 R410A HP | TEMPSTAR | TSH542GKA* |  | EHD4X48A** | *9MV*1002120A** | 41500 | 12.5 | 15 | 42000 | 8.5 | 26200 | 1 | HRCU-A-CB |  |  | 328 | 892 | Yes
5003661 | Active | Systems | SMARTCOMFORT TX 5500 R410A HP | TEMPSTAR | TSH542GKA* |  | EHD4X48A** | *9MV*1202422A** | 42000 | 12.5 | 15 | 42500 | 8.5 | 26400 | 1 | HRCU-A-CB |  |  | 332 | 892 | Yes
5151536 | Active | Systems | SMARTCOMFORT TX 5500 R410A HP | TEMPSTAR | TSH542GKA* |  | EHD4X48A** | *9MX*0802120A** | 42000 | 12.5 | 15 | 42500 | 8.5 | 26600 | 1 | HRCU-A-CB |  |  | 332 | 892 | Yes
5151537 | Active | Systems | SMARTCOMFORT TX 5500 R410A HP | TEMPSTAR | TSH542GKA* |  | EHD4X48A** | *9MX*1002120A** | 42000 | 12.5 | 15 | 42500 | 8.5 | 26200 | 1 | HRCU-A-CB |  |  | 332 | 892 | Yes
5003665 | Active | Systems | SMARTCOMFORT TX 5500 R410A HP | TEMPSTAR | TSH542GKA* |  | EHD4X48A** | *9MX*1202422A** | 42000 | 12.5 | 15 | 42500 | 8.5 | 26600 | 1 | HRCU-A-CB |  |  | 332 | 892 | Yes
5417289 | Active | Systems | SMARTCOMFORT TX 5500 R410A HP | TEMPSTAR | TSH542GKA* |  | EHD4X48A** | MV12**17C* | 42000 | 12.5 | 15 | 42000 | 8.5 | 26400 | 1 | HRCU-A-CB |  |  | 332 | 892 | Yes
5417290 | Active | Systems | SMARTCOMFORT TX 5500 R410A HP | TEMPSTAR | TSH542GKA* |  | EHD4X48A** | MV16**21C* | 42000 | 12.7 | 15 | 42000 | 8.5 | 26400 | 1 | HRCU-A-CB |  |  | 332 | 892 | Yes
5417291 | Active | Systems | SMARTCOMFORT TX 5500 R410A HP | TEMPSTAR | TSH542GKA* |  | EHD4X48A** | MV20**24C* | 42000 | 12.7 | 15 | 42000 | 8.5 | 26200 | 1 | HRCU-A-CB |  |  | 332 | 892 | Yes
5003705 | Active | Systems | SMARTCOMFORT TX 5500 R410A HP | TEMPSTAR | TSH542GKA* |  | EHD4X48A** | OLV154F20A | 43000 | 12.5 | 15 | 43500 | 8.5 | 27200 | 1 | HRCU-A-CB |  |  | 339 | 892 | Yes
5417292 | Active | Systems | SMARTCOMFORT TX 5500 R410A HP | TEMPSTAR | TSH542GKA* |  | EHD4X60A** | MV12**17C* | 42000 | 12.7 | 15.2 | 42000 | 8.5 | 26400 | 1 | HRCU-A-CB |  |  | 327 | 892 | Yes
5417293 | Active | Systems | SMARTCOMFORT TX 5500 R410A HP | TEMPSTAR | TSH542GKA* |  | EHD4X60A** | MV16**21C* | 42000 | 13 | 15.5 | 42000 | 8.8 | 26400 | 1 | HRCU-A-CB |  |  | 321 | 862 | Yes
5417294 | Active | Systems | SMARTCOMFORT TX 5500 R410A HP | TEMPSTAR | TSH542GKA* |  | EHD4X60A** | MV20**24C* | 42000 | 13 | 15.5 | 42000 | 8.8 | 26200 | 1 | HRCU-A-CB |  |  | 321 | 862 | Yes
5003468 | Active | Systems | SMARTCOMFORT TX 5500 R410A HP | TEMPSTAR | TSH542GKA* |  | EN(A,D)4X48*24** | *8MV*1352422** | 41500 | 12.5 | 15 | 42000 | 8.5 | 26000 | 1 | HRCU-A-CB |  |  | 328 | 892 | Yes
5003469 | Active | Systems | SMARTCOMFORT TX 5500 R410A HP | TEMPSTAR | TSH542GKA* |  | EN(A,D)4X48*24** | *8MX*1352420** | 42000 | 12.5 | 15 | 42500 | 8.5 | 26400 | 1 | HRCU-A-CB |  |  | 332 | 892 | Yes
5151505 | Active | Systems | SMARTCOMFORT TX 5500 R410A HP | TEMPSTAR | TSH542GKA* |  | EN(A,D)4X48*24** | *9MA*1002122A** | 41500 | 12.5 | 15 | 42000 | 8.5 | 26200 | 1 | HRCU-A-CB |  |  | 328 | 892 | Yes
5003601 | Active | Systems | SMARTCOMFORT TX 5500 R410A HP | TEMPSTAR | TSH542GKA* |  | EN(A,D)4X48*24** | *9MA*1202422A** | 41000 | 12.5 | 15 | 42000 | 8.5 | 26000 | 1 | HRCU-A-CB |  |  | 324 | 892 | Yes
5151506 | Active | Systems | SMARTCOMFORT TX 5500 R410A HP | TEMPSTAR | TSH542GKA* |  | EN(A,D)4X48*24** | *9MV*0802120A** | 41500 | 12.5 | 15 | 42500 | 8.5 | 26200 | 1 | HRCU-A-CB |  |  | 328 | 892 | Yes
5151507 | Active | Systems | SMARTCOMFORT TX 5500 R410A HP | TEMPSTAR | TSH542GKA* |  | EN(A,D)4X48*24** | *9MV*1002120A** | 41500 | 12.5 | 15 | 42000 | 8.5 | 26200 | 1 | HRCU-A-CB |  |  | 328 | 892 | Yes
5003603 | Active | Systems | SMARTCOMFORT TX 5500 R410A HP | TEMPSTAR | TSH542GKA* |  | EN(A,D)4X48*24** | *9MV*1202422A** | 41500 | 12.5 | 15 | 42500 | 8.5 | 26200 | 1 | HRCU-A-CB |  |  | 328 | 892 | Yes
5151508 | Active | Systems | SMARTCOMFORT TX 5500 R410A HP | TEMPSTAR | TSH542GKA* |  | EN(A,D)4X48*24** | *9MX*0802120A** | 42000 | 12.5 | 15 | 42500 | 8.5 | 26400 | 1 | HRCU-A-CB |  |  | 332 | 892 | Yes
5151509 | Active | Systems | SMARTCOMFORT TX 5500 R410A HP | TEMPSTAR | TSH542GKA* |  | EN(A,D)4X48*24** | *9MX*1002120A** | 41500 | 12.5 | 15 | 42000 | 8.5 | 26200 | 1 | HRCU-A-CB |  |  | 328 | 892 | Yes
5003605 | Active | Systems | SMARTCOMFORT TX 5500 R410A HP | TEMPSTAR | TSH542GKA* |  | EN(A,D)4X48*24** | *9MX*1202422A** | 42000 | 12.5 | 15 | 42500 | 8.5 | 26600 | 1 | HRCU-A-CB |  |  | 332 | 892 | Yes
5417276 | Active | Systems | SMARTCOMFORT TX 5500 R410A HP | TEMPSTAR | TSH542GKA* |  | EN(A,D)4X48*24** | MV16**21C* | 42000 | 12.5 | 15 | 42000 | 8.5 | 26200 | 1 | HRCU-A-CB |  |  | 332 | 892 | Yes
5417277 | Active | Systems | SMARTCOMFORT TX 5500 R410A HP | TEMPSTAR | TSH542GKA* |  | EN(A,D)4X48*24** | MV20**24C* | 41500 | 12.5 | 15 | 42000 | 8.5 | 26000 | 1 | HRCU-A-CB |  |  | 328 | 892 | Yes
5003691 | Active | Systems | SMARTCOMFORT TX 5500 R410A HP | TEMPSTAR | TSH542GKA* |  | EN(A,D)4X48*24** | OLV154F20A | 42500 | 12.5 | 15 | 43000 | 8.5 | 27000 | 1 | HRCU-A-CB |  |  | 335 | 892 | Yes
5003464 | Active | Systems | SMARTCOMFORT TX 5500 R410A HP | TEMPSTAR | TSH542GKA* |  | EN(A,D,W)4X48*21** | *8MV*1102120** | 41500 | 12.5 | 15 | 42000 | 8.5 | 26200 | 1 | HRCU-A-CB |  |  | 328 | 892 | Yes
5003465 | Active | Systems | SMARTCOMFORT TX 5500 R410A HP | TEMPSTAR | TSH542GKA* |  | EN(A,D,W)4X48*21** | *8MX*0902116** | 42000 | 12.5 | 15 | 42500 | 8.5 | 26200 | 1 | HRCU-A-CB |  |  | 332 | 892 | Yes
5003466 | Active | Systems | SMARTCOMFORT TX 5500 R410A HP | TEMPSTAR | TSH542GKA* |  | EN(A,D,W)4X48*21** | *8MX*1102120** | 42000 | 12.5 | 15 | 42500 | 8.5 | 26200 | 1 | HRCU-A-CB |  |  | 332 | 892 | Yes
5151498 | Active | Systems | SMARTCOMFORT TX 5500 R410A HP | TEMPSTAR | TSH542GKA* |  | EN(A,D,W)4X48*21** | *9MA*1002122A** | 41500 | 12.5 | 15 | 42000 | 8.5 | 26200 | 1 | HRCU-A-CB |  |  | 328 | 892 | Yes
5151499 | Active | Systems | SMARTCOMFORT TX 5500 R410A HP | TEMPSTAR | TSH542GKA* |  | EN(A,D,W)4X48*21** | *9MV*0802120A** | 41500 | 12.5 | 15 | 42500 | 8.5 | 26200 | 1 | HRCU-A-CB |  |  | 328 | 892 | Yes
5151500 | Active | Systems | SMARTCOMFORT TX 5500 R410A HP | TEMPSTAR | TSH542GKA* |  | EN(A,D,W)4X48*21** | *9MV*1002120A** | 41500 | 12.5 | 15 | 42000 | 8.5 | 26200 | 1 | HRCU-A-CB |  |  | 328 | 892 | Yes
5151501 | Active | Systems | SMARTCOMFORT TX 5500 R410A HP | TEMPSTAR | TSH542GKA* |  | EN(A,D,W)4X48*21** | *9MX*0802120A** | 42000 | 12.5 | 15 | 42500 | 8.5 | 26400 | 1 | HRCU-A-CB |  |  | 332 | 892 | Yes
5151502 | Active | Systems | SMARTCOMFORT TX 5500 R410A HP | TEMPSTAR | TSH542GKA* |  | EN(A,D,W)4X48*21** | *9MX*1002120A** | 41500 | 12.5 | 15 | 42000 | 8.5 | 26200 | 1 | HRCU-A-CB |  |  | 328 | 892 | Yes
5417275 | Active | Systems | SMARTCOMFORT TX 5500 R410A HP | TEMPSTAR | TSH542GKA* |  | EN(A,D,W)4X48*21** | MV16**21C* | 42000 | 12.5 | 15 | 42000 | 8.5 | 26200 | 1 | HRCU-A-CB |  |  | 332 | 892 | Yes
5417278 | Active | Systems | SMARTCOMFORT TX 5500 R410A HP | TEMPSTAR | TSH542GKA* |  | EN(A,D,W)4X60*24** | MV16**21C* | 42000 | 12.7 | 15.5 | 42000 | 8.8 | 26400 | 1 | HRCU-A-CB |  |  | 321 | 862 | Yes
5417279 | Active | Systems | SMARTCOMFORT TX 5500 R410A HP | TEMPSTAR | TSH542GKA* |  | EN(A,D,W)4X60*24** | MV20**24C* | 42000 | 12.7 | 15.2 | 42000 | 8.5 | 26200 | 1 | HRCU-A-CB |  |  | 327 | 892 | Yes
5003481 | Active | Systems | SMARTCOMFORT TX 5500 R410A HP | TEMPSTAR | TSH542GKA* |  | ENH4X48*21** | *8MV*0901716** | 41500 | 12.5 | 15 | 42000 | 8.5 | 26200 | 1 | HRCU-A-CB |  |  | 328 | 892 | Yes
5003482 | Active | Systems | SMARTCOMFORT TX 5500 R410A HP | TEMPSTAR | TSH542GKA* |  | ENH4X48*21** | *8MV*1102120** | 41500 | 12.5 | 15 | 42000 | 8.5 | 26200 | 1 | HRCU-A-CB |  |  | 328 | 892 | Yes
5003483 | Active | Systems | SMARTCOMFORT TX 5500 R410A HP | TEMPSTAR | TSH542GKA* |  | ENH4X48*21** | *8MV*1352422** | 41500 | 12.5 | 15 | 42000 | 8.5 | 26000 | 1 | HRCU-A-CB |  |  | 328 | 892 | Yes
5003485 | Active | Systems | SMARTCOMFORT TX 5500 R410A HP | TEMPSTAR | TSH542GKA* |  | ENH4X48*21** | *8MX*0902116** | 42000 | 12.5 | 15 | 42500 | 8.5 | 26200 | 1 | HRCU-A-CB |  |  | 332 | 892 | Yes
5003486 | Active | Systems | SMARTCOMFORT TX 5500 R410A HP | TEMPSTAR | TSH542GKA* |  | ENH4X48*21** | *8MX*1102120** | 42000 | 12.5 | 15 | 42500 | 8.5 | 26200 | 1 | HRCU-A-CB |  |  | 332 | 892 | Yes
5003487 | Active | Systems | SMARTCOMFORT TX 5500 R410A HP | TEMPSTAR | TSH542GKA* |  | ENH4X48*21** | *8MX*1352420** | 42000 | 12.5 | 15 | 42500 | 8.5 | 26400 | 1 | HRCU-A-CB |  |  | 332 | 892 | Yes
5151519 | Active | Systems | SMARTCOMFORT TX 5500 R410A HP | TEMPSTAR | TSH542GKA* |  | ENH4X48*21** | *9MA*1002122A** | 41500 | 12.5 | 15 | 42000 | 8.5 | 26200 | 1 | HRCU-A-CB |  |  | 328 | 892 | Yes
5003633 | Active | Systems | SMARTCOMFORT TX 5500 R410A HP | TEMPSTAR | TSH542GKA* |  | ENH4X48*21** | *9MA*1202422A** | 41000 | 12.5 | 15 | 42000 | 8.5 | 26000 | 1 | HRCU-A-CB |  |  | 324 | 892 | Yes
5151520 | Active | Systems | SMARTCOMFORT TX 5500 R410A HP | TEMPSTAR | TSH542GKA* |  | ENH4X48*21** | *9MV*0802120A** | 41500 | 12.5 | 15 | 42500 | 8.5 | 26200 | 1 | HRCU-A-CB |  |  | 328 | 892 | Yes
5151521 | Active | Systems | SMARTCOMFORT TX 5500 R410A HP | TEMPSTAR | TSH542GKA* |  | ENH4X48*21** | *9MV*1002120A** | 41500 | 12.5 | 15 | 42000 | 8.5 | 26200 | 1 | HRCU-A-CB |  |  | 328 | 892 | Yes
5003637 | Active | Systems | SMARTCOMFORT TX 5500 R410A HP | TEMPSTAR | TSH542GKA* |  | ENH4X48*21** | *9MV*1202422A** | 41500 | 12.5 | 15 | 42500 | 8.5 | 26200 | 1 | HRCU-A-CB |  |  | 328 | 892 | Yes
5151522 | Active | Systems | SMARTCOMFORT TX 5500 R410A HP | TEMPSTAR | TSH542GKA* |  | ENH4X48*21** | *9MX*0802120A** | 42000 | 12.5 | 15 | 42500 | 8.5 | 26400 | 1 | HRCU-A-CB |  |  | 332 | 892 | Yes
5151523 | Active | Systems | SMARTCOMFORT TX 5500 R410A HP | TEMPSTAR | TSH542GKA* |  | ENH4X48*21** | *9MX*1002120A** | 41500 | 12.5 | 15 | 42000 | 8.5 | 26200 | 1 | HRCU-A-CB |  |  | 328 | 892 | Yes
5003641 | Active | Systems | SMARTCOMFORT TX 5500 R410A HP | TEMPSTAR | TSH542GKA* |  | ENH4X48*21** | *9MX*1202422A** | 42000 | 12.5 | 15 | 42500 | 8.5 | 26600 | 1 | HRCU-A-CB |  |  | 332 | 892 | Yes
5417283 | Active | Systems | SMARTCOMFORT TX 5500 R410A HP | TEMPSTAR | TSH542GKA* |  | ENH4X48*21** | MV16**21C* | 42000 | 12.5 | 15 | 42000 | 8.5 | 26200 | 1 | HRCU-A-CB |  |  | 332 | 892 | Yes
5003699 | Active | Systems | SMARTCOMFORT TX 5500 R410A HP | TEMPSTAR | TSH542GKA* |  | ENH4X48*21** | OLV154F20A | 42500 | 12.5 | 15 | 43000 | 8.5 | 27000 | 1 | HRCU-A-CB |  |  | 335 | 892 | Yes
5417284 | Active | Systems | SMARTCOMFORT TX 5500 R410A HP | TEMPSTAR | TSH542GKA* |  | ENH4X60*24** | MV16**21C* | 42000 | 12.7 | 15.5 | 42000 | 8.8 | 26400 | 1 | HRCU-A-CB |  |  | 321 | 862 | Yes
5417285 | Active | Systems | SMARTCOMFORT TX 5500 R410A HP | TEMPSTAR | TSH542GKA* |  | ENH4X60*24** | MV20**24C* | 42000 | 12.7 | 15.2 | 42000 | 8.5 | 26200 | 1 | HRCU-A-CB |  |  | 327 | 892 | Yes
5003931 | Active | Systems | SMARTCOMFORT TX 5500 R410A HP | TEMPSTAR | TSH542GKA* |  | FCM4X48****+WALLCON |  | 42500 | 12.7 | 15.5 | 41500 | 8.5 | 26200 | 1 | HRCU-A-CB |  |  | 325 | 892 | Yes
5003932 | Active | Systems | SMARTCOMFORT TX 5500 R410A HP | TEMPSTAR | TSH542GKA* |  | FCM4X60****+WALLCON |  | 43000 | 13 | 16 | 42000 | 9 | 26200 | 1 | HRCU-A-CB |  |  | 318 | 843 | Yes
5003509 | Active | Systems | SMARTCOMFORT TX 5500 R410A HP | TEMPSTAR | TSH542GKA* |  | FEM4P48**A*+TXV |  | 42000 | 12.5 | 15 | 42000 | 8.5 | 26600 | 1 | HRCU-A-CB |  |  | 332 | 892 | Yes
5003934 | Active | Systems | SMARTCOMFORT TX 5500 R410A HP | TEMPSTAR | TSH542GKA* |  | FEM4X48**** |  | 43000 | 12.5 | 15 | 42000 | 8.5 | 26800 | 1 | HRCU-A-CB |  |  | 339 | 892 | Yes
5003928 | Active | Systems | SMARTCOMFORT TX 5500 R410A HP | TEMPSTAR | TSH542GKA* |  | FVM4X48**** |  | 42500 | 12.7 | 15.5 | 41500 | 8.5 | 26200 | 1 | HRCU-A-CB |  |  | 325 | 892 | Yes
5003929 | Active | Systems | SMARTCOMFORT TX 5500 R410A HP | TEMPSTAR | TSH542GKA* |  | FVM4X60**** |  | 43000 | 13 | 16 | 42000 | 9 | 26200 | 1 | HRCU-A-CB |  |  | 318 | 843 | Yes
5003435 | Active | Systems | SMARTCOMFORT TX 5500 R410A HP | TEMPSTAR | TSH542GKA* |  | FXM4X42**A* |  | 42000 | 12.5 | 15 | 43000 | 8.7 | 26800 | 1 | HRCU-A-CB | Yes |  | 332 | 872 | Yes
5003510 | Active | Systems | SMARTCOMFORT TX 5500 R410A HP | TEMPSTAR | TSH542GKA* |  | FXM4X48**A* |  | 43000 | 12.7 | 15.5 | 42000 | 8.7 | 26800 | 1 | HRCU-A-CB |  |  | 328 | 872 | Yes
5616260 | Active | Systems | SMARTCOMFORT TX 5500 R410A HP | TEMPSTAR | TSH542HKA* |  | FCM4X60****+WALLCON |  | 42000 | 12.5 | 15.5 | 41000 | 9 | 25800 | 1 | HRCU-A-CB |  |  | 321 | 843 | Yes
5469769 | Active | Systems | SMARTCOMFORT TX 5500 R410A HP | TEMPSTAR | TSH542HKA* |  | FVM4X60**** |  | 42000 | 12.5 | 15.5 | 41000 | 9 | 25800 | 1 | HRCU-A-CB | Yes |  | 321 | 843 | Yes
5469950 | Active | Systems | SMARTCOMFORT TX 5500 R410A HP | TEMPSTAR | TSH542HKA* |  | FXM4X48**A* |  | 42000 | 12.5 | 15 | 41500 | 8.7 | 26000 | 1 | HRCU-A-CB |  |  | 332 | 872 | Yes
5006315 | Active | Systems | SMARTCOMFORT TX 5500 R410A HP | TEMPSTAR | TSH548GKA* |  | EHD4X60A** | *8MV*1352422** | 47000 | 12.5 | 15 | 45500 | 8.5 | 27600 | 1 | HRCU-A-CB |  |  | 371 | 1115 | Yes
5006317 | Active | Systems | SMARTCOMFORT TX 5500 R410A HP | TEMPSTAR | TSH548GKA* |  | EHD4X60A** | *8MX*1102120** | 47500 | 12.5 | 15 | 46000 | 8.5 | 27600 | 1 | HRCU-A-CB |  |  | 375 | 1115 | Yes
5006583 | Active | Systems | SMARTCOMFORT TX 5500 R410A HP | TEMPSTAR | TSH548GKA* |  | FCM4X48****+WALLCON |  | 47000 | 12.5 | 15 | 45500 | 8.5 | 27400 | 1 | HRCU-A-CB |  |  | 371 | 1115 | Yes
5006584 | Active | Systems | SMARTCOMFORT TX 5500 R410A HP | TEMPSTAR | TSH548GKA* |  | FCM4X60****+WALLCON |  | 47500 | 12.7 | 15.2 | 45500 | 8.5 | 27400 | 1 | HRCU-A-CB |  |  | 370 | 1115 | Yes
5006581 | Active | Systems | SMARTCOMFORT TX 5500 R410A HP | TEMPSTAR | TSH548GKA* |  | FVM4X48**** |  | 47000 | 12.5 | 15 | 45500 | 8.5 | 27400 | 1 | HRCU-A-CB |  |  | 371 | 1115 | Yes
5006582 | Active | Systems | SMARTCOMFORT TX 5500 R410A HP | TEMPSTAR | TSH548GKA* |  | FVM4X60**** |  | 47500 | 12.7 | 15.2 | 45500 | 8.5 | 27400 | 1 | HRCU-A-CB |  |  | 370 | 1115 | Yes
5006250 | Active | Systems | SMARTCOMFORT TX 5500 R410A HP | TEMPSTAR | TSH548GKA* |  | FXM4X48**A* |  | 47500 | 12.5 | 15 | 46500 | 8.5 | 28000 | 1 | HRCU-A-CB | Yes |  | 375 | 1115 | Yes
5006321 | Active | Systems | SMARTCOMFORT TX 5500 R410A HP | TEMPSTAR | TSH548GKA* |  | FXM4X60**A* |  | 48500 | 12.5 | 15 | 46500 | 8.7 | 28000 | 1 | HRCU-A-CB |  |  | 383 | 1090 | Yes
5470535 | Active | Systems | SMARTCOMFORT TX 5500 R410A HP | TEMPSTAR | TSH548HKA* |  | FCM4X60****+WALLCON |  | 47000 | 12.5 | 15.5 | 46500 | 9 | 29000 | 1 | HRCU-A-CB |  |  | 359 | 1053 | Yes
5470455 | Active | Systems | SMARTCOMFORT TX 5500 R410A HP | TEMPSTAR | TSH548HKA* |  | FVM4X60**** |  | 47000 | 12.5 | 15.5 | 46500 | 9 | 29000 | 1 | HRCU-A-CB | Yes |  | 359 | 1053 | Yes
5470531 | Active | Systems | SMARTCOMFORT TX 5500 R410A HP | TEMPSTAR | TSH548HKA* |  | FXM4X48**A* |  | 46500 | 12.5 | 15 | 47000 | 8.5 | 29400 | 1 | HRCU-A-CB |  |  | 367 | 1115 | Yes
5470532 | Active | Systems | SMARTCOMFORT TX 5500 R410A HP | TEMPSTAR | TSH548HKA* |  | FXM4X60**A* |  | 47000 | 12.5 | 15.5 | 47000 | 8.5 | 29800 | 1 | HRCU-A-CB |  |  | 359 | 1115 | Yes
5007320 | Active | Systems | SMARTCOMFORT TX 5500 R410A HP | TEMPSTAR | TSH560GKA* |  | FCM4X60****+WALLCON |  | 58000 | 12.5 | 15 | 56500 | 8.5 | 35400 | 1 | HRCU-A-CB |  |  | 458 | 1339 | Yes
5007319 | Active | Systems | SMARTCOMFORT TX 5500 R410A HP | TEMPSTAR | TSH560GKA* |  | FVM4X60**** |  | 58000 | 12.5 | 15 | 56500 | 8.5 | 35400 | 1 | HRCU-A-CB |  |  | 458 | 1339 | Yes
5007217 | Active | Systems | SMARTCOMFORT TX 5500 R410A HP | TEMPSTAR | TSH560GKA* |  | FXM4X60**A* |  | 58000 | 12.5 | 15 | 56500 | 8.5 | 35400 | 1 | HRCU-A-CB | Yes |  | 458 | 1339 | Yes
4819911 | Active | Systems | SMARTCOMFORT TX 5500 R410A HP | TEMPSTAR | TXH518GKA* |  | EA*4X24*17A* | *9MV*0601714A** | 18000 | 12.5 | 15 | 17800 | 8.5 | 10700 | 1 | HRCU-A-CB |  |  | 142 | 446 | Yes
4819912 | Active | Systems | SMARTCOMFORT TX 5500 R410A HP | TEMPSTAR | TXH518GKA* |  | EA*4X24*17A* | *9MV*0801716A** | 18000 | 12.5 | 15.2 | 18000 | 8.5 | 10700 | 1 | HRCU-A-CB |  |  | 140 | 446 | Yes
3977142 | Discontinued | Systems | SMARTCOMFORT TX 5500 R410A HP | TEMPSTAR | TXH518GKA* |  | ED*4X24B** | *8MX*0451408** | 17600 | 12.5 | 15 | 17800 | 8.5 | 10700 | 1 | HRCU-A-CB |  |  | 139 | 446 | Yes
4819920 | Discontinued | Systems | SMARTCOMFORT TX 5500 R410A HP | TEMPSTAR | TXH518GKA* |  | ED*4X24F** | *9MV*0601714A** | 18000 | 12.5 | 15 | 17800 | 8.5 | 10700 | 1 | HRCU-A-CB |  |  | 142 | 446 | Yes
4819921 | Discontinued | Systems | SMARTCOMFORT TX 5500 R410A HP | TEMPSTAR | TXH518GKA* |  | ED*4X24F** | *9MV*0801716A** | 18000 | 12.5 | 15.2 | 18000 | 8.5 | 10700 | 1 | HRCU-A-CB |  |  | 140 | 446 | Yes
3977158 | Discontinued | Systems | SMARTCOMFORT TX 5500 R410A HP | TEMPSTAR | TXH518GKA* |  | ED*4X24F** | NOMV106D12* | 17800 | 12.5 | 15 | 17600 | 8.5 | 10500 | 1 | HRCU-A-CB |  |  | 141 | 446 | Yes
5685948 | Active | Systems | SMARTCOMFORT TX 5500 R410A HP | TEMPSTAR | TXH518GKA* |  | ED*4X24F** | OLV098A12* | 18000 | 12.5 | 15 | 17800 | 8.5 | 10700 | 1 | HRCU-A-CB |  |  | 142 | 446 | Yes
5685940 | Active | Systems | SMARTCOMFORT TX 5500 R410A HP | TEMPSTAR | TXH518GKA* |  | ED*4X24F** | OMV098J12* | 18000 | 12.5 | 15 | 18000 | 8.5 | 10800 | 1 | HRCU-A-CB |  |  | 142 | 446 | Yes
5685964 | Active | Systems | SMARTCOMFORT TX 5500 R410A HP | TEMPSTAR | TXH518GKA* |  | EHD4X24A** | OLV098A12* | 18000 | 12.5 | 15 | 18000 | 8.5 | 10800 | 1 | HRCU-A-CB |  |  | 142 | 446 | Yes
5685953 | Active | Systems | SMARTCOMFORT TX 5500 R410A HP | TEMPSTAR | TXH518GKA* |  | EHD4X24A** | OMV098J12* | 18000 | 12.5 | 15 | 18000 | 8.5 | 10800 | 1 | HRCU-A-CB |  |  | 142 | 446 | Yes
5417581 | Active | Systems | SMARTCOMFORT TX 5500 R410A HP | TEMPSTAR | TXH518GKA* |  | EHD4X30A** | MV08**14C* | 18000 | 12.7 | 15 | 17600 | 8.5 | 10500 | 1 | HRCU-A-CB |  |  | 142 | 446 | Yes
3977149 | Active | Systems | SMARTCOMFORT TX 5500 R410A HP | TEMPSTAR | TXH518GKA* |  | EN(A,D)4X24*14** | *8MX*0451408** | 17600 | 12.5 | 15 | 17800 | 8.5 | 10700 | 1 | HRCU-A-CB |  |  | 139 | 446 | Yes
4819936 | Active | Systems | SMARTCOMFORT TX 5500 R410A HP | TEMPSTAR | TXH518GKA* |  | EN(A,D)4X24*17** | *9MV*0801716A** | 18000 | 12.5 | 15 | 17800 | 8.5 | 10600 | 1 | HRCU-A-CB |  |  | 142 | 446 | Yes
3977160 | Active | Systems | SMARTCOMFORT TX 5500 R410A HP | TEMPSTAR | TXH518GKA* |  | EN(A,D)4X24*17** | NOMV106D12* | 17800 | 12.5 | 15 | 17600 | 8.5 | 10600 | 1 | HRCU-A-CB |  |  | 141 | 446 | Yes
5685919 | Active | Systems | SMARTCOMFORT TX 5500 R410A HP | TEMPSTAR | TXH518GKA* |  | EN(A,D)4X24*17** | OLV098A12* | 18000 | 12.5 | 15 | 18000 | 8.5 | 10700 | 1 | HRCU-A-CB |  |  | 142 | 446 | Yes
5685911 | Active | Systems | SMARTCOMFORT TX 5500 R410A HP | TEMPSTAR | TXH518GKA* |  | EN(A,D)4X24*17** | OMV098J12* | 18000 | 12.5 | 15 | 18000 | 8.5 | 10800 | 1 | HRCU-A-CB |  |  | 142 | 446 | Yes
3977155 | Active | Systems | SMARTCOMFORT TX 5500 R410A HP | TEMPSTAR | TXH518GKA* |  | ENH4X24*17** | *8MX*0451408** | 17600 | 12.5 | 15 | 17800 | 8.5 | 10700 | 1 | HRCU-A-CB |  |  | 139 | 446 | Yes
4819942 | Active | Systems | SMARTCOMFORT TX 5500 R410A HP | TEMPSTAR | TXH518GKA* |  | ENH4X24*17** | *9MV*0801716A** | 18000 | 12.5 | 15 | 17800 | 8.5 | 10600 | 1 | HRCU-A-CB |  |  | 142 | 446 | Yes
3977161 | Active | Systems | SMARTCOMFORT TX 5500 R410A HP | TEMPSTAR | TXH518GKA* |  | ENH4X24*17** | NOMV106D12* | 17800 | 12.5 | 15 | 17600 | 8.5 | 10600 | 1 | HRCU-A-CB |  |  | 141 | 446 | Yes
5685935 | Active | Systems | SMARTCOMFORT TX 5500 R410A HP | TEMPSTAR | TXH518GKA* |  | ENH4X24*17** | OLV098A12* | 18000 | 12.5 | 15 | 18000 | 8.5 | 10700 | 1 | HRCU-A-CB |  |  | 142 | 446 | Yes
5685928 | Active | Systems | SMARTCOMFORT TX 5500 R410A HP | TEMPSTAR | TXH518GKA* |  | ENH4X24*17** | OMV098J12* | 18000 | 12.5 | 15 | 18000 | 8.5 | 10800 | 1 | HRCU-A-CB |  |  | 142 | 446 | Yes
3649909 | Active | Systems | SMARTCOMFORT TX 5500 R410A HP | TEMPSTAR | TXH518GKA* |  | FEA4X24**A* |  | 17800 | 12.5 | 15 | 17800 | 8.5 | 10700 | 1 | HRCU-A-CB |  |  | 141 | 446 | Yes
3650110 | Active | Systems | SMARTCOMFORT TX 5500 R410A HP | TEMPSTAR | TXH518GKA* |  | FVM4X24**** |  | 17800 | 12.5 | 15 | 17600 | 8.5 | 10500 | 1 | HRCU-A-CB |  |  | 141 | 446 | Yes
3650190 | Active | Systems | SMARTCOMFORT TX 5500 R410A HP | TEMPSTAR | TXH518GKA* |  | FXM4X18**A* |  | 17800 | 12.6 | 15.25 | 17800 | 8.5 | 10700 | 1 | HRCU-A-CB | Yes |  | 138 | 446 | Yes
3650203 | Active | Systems | SMARTCOMFORT TX 5500 R410A HP | TEMPSTAR | TXH518GKA* |  | FXM4X24**A* |  | 18000 | 12.6 | 15.5 | 17800 | 8.5 | 10700 | 1 | HRCU-A-CB |  |  | 137 | 446 | Yes
5417768 | Active | Systems | SMARTCOMFORT TX 5500 R410A HP | TEMPSTAR | TXH524GKA* |  | EA*4X24*14A* | MV08**14C* | 23600 | 12.5 | 15.2 | 24000 | 8.5 | 14300 | 1 | HRCU-A-CB |  |  | 184 | 558 | Yes
5293839 | Active | Systems | SMARTCOMFORT TX 5500 R410A HP | TEMPSTAR | TXH524GKA* |  | EA*4X24*17A* | *8MV*0901716** | 23600 | 12.5 | 15.2 | 24000 | 8.5 | 14300 | 1 | HRCU-A-CB |  |  | 184 | 558 | Yes
4820616 | Active | Systems | SMARTCOMFORT TX 5500 R410A HP | TEMPSTAR | TXH524GKA* |  | EA*4X24*17A* | *9MV*0801716A** | 23600 | 12.55 | 15.5 | 24000 | 8.5 | 14400 | 1 | HRCU-A-CB |  |  | 180 | 558 | Yes
4820618 | Active | Systems | SMARTCOMFORT TX 5500 R410A HP | TEMPSTAR | TXH524GKA* |  | EA*4X24*17A* | *9MX*0601714A** | 23600 | 12.5 | 15.2 | 24000 | 8.5 | 14400 | 1 | HRCU-A-CB |  |  | 184 | 558 | Yes
5417769 | Active | Systems | SMARTCOMFORT TX 5500 R410A HP | TEMPSTAR | TXH524GKA* |  | EA*4X24*17A* | MV08**14C* | 23600 | 12.5 | 15.2 | 24000 | 8.5 | 14300 | 1 | HRCU-A-CB |  |  | 184 | 558 | Yes
5417770 | Active | Systems | SMARTCOMFORT TX 5500 R410A HP | TEMPSTAR | TXH524GKA* |  | EA*4X24*17A* | MV12**17C* | 23800 | 12.5 | 15.5 | 24000 | 8.5 | 14400 | 1 | HRCU-A-CB |  |  | 182 | 558 | Yes
5417771 | Active | Systems | SMARTCOMFORT TX 5500 R410A HP | TEMPSTAR | TXH524GKA* |  | EA*4X30*14A* | MV08**14C* | 23800 | 12.5 | 15.2 | 24000 | 8.5 | 14400 | 1 | HRCU-A-CB |  |  | 185 | 558 | Yes
5293844 | Active | Systems | SMARTCOMFORT TX 5500 R410A HP | TEMPSTAR | TXH524GKA* |  | EA*4X30*17A* | *8MV*0901716** | 23800 | 12.5 | 15.5 | 24000 | 8.5 | 14400 | 1 | HRCU-A-CB |  |  | 182 | 558 | Yes
4820621 | Active | Systems | SMARTCOMFORT TX 5500 R410A HP | TEMPSTAR | TXH524GKA* |  | EA*4X30*17A* | *9MA*0601714A** | 23600 | 12.5 | 15.2 | 24000 | 8.5 | 14500 | 1 | HRCU-A-CB |  |  | 184 | 558 | Yes
4820622 | Active | Systems | SMARTCOMFORT TX 5500 R410A HP | TEMPSTAR | TXH524GKA* |  | EA*4X30*17A* | *9MA*0801714A** | 23600 | 12.6 | 15.5 | 24000 | 8.5 | 14400 | 1 | HRCU-A-CB |  |  | 180 | 558 | Yes
4820624 | Active | Systems | SMARTCOMFORT TX 5500 R410A HP | TEMPSTAR | TXH524GKA* |  | EA*4X30*17A* | *9MV*0601714A** | 23800 | 12.55 | 15.5 | 24000 | 8.5 | 14500 | 1 | HRCU-A-CB |  |  | 182 | 558 | Yes
4820625 | Active | Systems | SMARTCOMFORT TX 5500 R410A HP | TEMPSTAR | TXH524GKA* |  | EA*4X30*17A* | *9MV*0801716A** | 24000 | 12.7 | 15.5 | 24000 | 8.5 | 14500 | 1 | HRCU-A-CB |  |  | 183 | 558 | Yes
4820627 | Active | Systems | SMARTCOMFORT TX 5500 R410A HP | TEMPSTAR | TXH524GKA* |  | EA*4X30*17A* | *9MX*0601714A** | 23800 | 12.65 | 15.5 | 24000 | 8.5 | 14500 | 1 | HRCU-A-CB |  |  | 182 | 558 | Yes
5417772 | Active | Systems | SMARTCOMFORT TX 5500 R410A HP | TEMPSTAR | TXH524GKA* |  | EA*4X30*17A* | MV08**14C* | 23800 | 12.5 | 15.5 | 24000 | 8.5 | 14300 | 1 | HRCU-A-CB |  |  | 182 | 558 | Yes
5417773 | Active | Systems | SMARTCOMFORT TX 5500 R410A HP | TEMPSTAR | TXH524GKA* |  | EA*4X30*17A* | MV12**17C* | 23800 | 12.7 | 15.5 | 24000 | 8.5 | 14400 | 1 | HRCU-A-CB |  |  | 182 | 558 | Yes
5417774 | Active | Systems | SMARTCOMFORT TX 5500 R410A HP | TEMPSTAR | TXH524GKA* |  | EA*4X36*14A* | MV08**14C* | 23800 | 12.5 | 15.5 | 24000 | 8.5 | 14400 | 1 | HRCU-A-CB |  |  | 182 | 558 | Yes
5417775 | Active | Systems | SMARTCOMFORT TX 5500 R410A HP | TEMPSTAR | TXH524GKA* |  | EA*4X36*17A* | MV08**14C* | 23800 | 12.5 | 15.5 | 24000 | 8.5 | 14400 | 1 | HRCU-A-CB |  |  | 182 | 558 | Yes
5417776 | Active | Systems | SMARTCOMFORT TX 5500 R410A HP | TEMPSTAR | TXH524GKA* |  | EA*4X36*17A* | MV12**17C* | 24000 | 12.7 | 15.5 | 24000 | 8.5 | 14400 | 1 | HRCU-A-CB |  |  | 183 | 558 | Yes
5417777 | Active | Systems | SMARTCOMFORT TX 5500 R410A HP | TEMPSTAR | TXH524GKA* |  | EA*4X36*21A* | MV12**17C* | 24000 | 12.7 | 15.5 | 24000 | 8.5 | 14400 | 1 | HRCU-A-CB |  |  | 183 | 558 | Yes
3977427 | Discontinued | Systems | SMARTCOMFORT TX 5500 R410A HP | TEMPSTAR | TXH524GKA* |  | ED*4X24B** | *8MV*0701412** | 23400 | 12.5 | 15 | 24000 | 8.5 | 14100 | 1 | HRCU-A-CB |  |  | 185 | 558 | Yes
3977428 | Discontinued | Systems | SMARTCOMFORT TX 5500 R410A HP | TEMPSTAR | TXH524GKA* |  | ED*4X24B** | *8MX*0451408** | 23400 | 12.5 | 15 | 24000 | 8.5 | 14500 | 1 | HRCU-A-CB |  |  | 185 | 558 | Yes
3977429 | Discontinued | Systems | SMARTCOMFORT TX 5500 R410A HP | TEMPSTAR | TXH524GKA* |  | ED*4X24F** | *8MV*0901716** | 23400 | 12.5 | 15.5 | 24000 | 8.5 | 14300 | 1 | HRCU-A-CB |  |  | 179 | 558 | Yes
4820633 | Discontinued | Systems | SMARTCOMFORT TX 5500 R410A HP | TEMPSTAR | TXH524GKA* |  | ED*4X24F** | *9MV*0801716A** | 23600 | 12.55 | 15.5 | 24000 | 8.5 | 14400 | 1 | HRCU-A-CB |  |  | 180 | 558 | Yes
4820634 | Discontinued | Systems | SMARTCOMFORT TX 5500 R410A HP | TEMPSTAR | TXH524GKA* |  | ED*4X24F** | *9MX*0601714A** | 23600 | 12.5 | 15.2 | 24000 | 8.5 | 14400 | 1 | HRCU-A-CB |  |  | 184 | 558 | Yes
3977462 | Discontinued | Systems | SMARTCOMFORT TX 5500 R410A HP | TEMPSTAR | TXH524GKA* |  | ED*4X24F** | NOMV106D12* | 23400 | 12.5 | 15 | 24000 | 8.5 | 14100 | 1 | HRCU-A-CB |  |  | 185 | 558 | Yes
5685997 | Active | Systems | SMARTCOMFORT TX 5500 R410A HP | TEMPSTAR | TXH524GKA* |  | ED*4X24F** | OLV098A12* | 23800 | 12.5 | 15 | 24000 | 8.5 | 14500 | 1 | HRCU-A-CB |  |  | 188 | 558 | Yes
3861483 | Discontinued | Systems | SMARTCOMFORT TX 5500 R410A HP | TEMPSTAR | TXH524GKA* |  | ED*4X24F** | OMV098J12* | 23600 | 12.5 | 15 | 24000 | 8.5 | 14600 | 1 | HRCU-A-CB |  |  | 186 | 558 | Yes
3977430 | Discontinued | Systems | SMARTCOMFORT TX 5500 R410A HP | TEMPSTAR | TXH524GKA* |  | ED*4X30B** | *8MV*0701412** | 23400 | 12.5 | 15.5 | 24000 | 8.5 | 14400 | 1 | HRCU-A-CB |  |  | 179 | 558 | Yes
3977431 | Discontinued | Systems | SMARTCOMFORT TX 5500 R410A HP | TEMPSTAR | TXH524GKA* |  | ED*4X30B** | *8MX*0451408** | 23400 | 12.5 | 15.25 | 24000 | 8.5 | 14600 | 1 | HRCU-A-CB |  |  | 182 | 558 | Yes
3977432 | Discontinued | Systems | SMARTCOMFORT TX 5500 R410A HP | TEMPSTAR | TXH524GKA* |  | ED*4X30F** | *8MV*0901716** | 23400 | 12.5 | 15.5 | 24000 | 8.5 | 14400 | 1 | HRCU-A-CB |  |  | 179 | 558 | Yes
4820637 | Discontinued | Systems | SMARTCOMFORT TX 5500 R410A HP | TEMPSTAR | TXH524GKA* |  | ED*4X30F** | *9MA*0601714A** | 23600 | 12.5 | 15.2 | 24000 | 8.5 | 14500 | 1 | HRCU-A-CB |  |  | 184 | 558 | Yes
4820638 | Discontinued | Systems | SMARTCOMFORT TX 5500 R410A HP | TEMPSTAR | TXH524GKA* |  | ED*4X30F** | *9MA*0801714A** | 23600 | 12.6 | 15.5 | 24000 | 8.5 | 14400 | 1 | HRCU-A-CB |  |  | 180 | 558 | Yes
4820639 | Discontinued | Systems | SMARTCOMFORT TX 5500 R410A HP | TEMPSTAR | TXH524GKA* |  | ED*4X30F** | *9MV*0601714A** | 23800 | 12.55 | 15.5 | 24000 | 8.5 | 14500 | 1 | HRCU-A-CB |  |  | 182 | 558 | Yes
4820640 | Discontinued | Systems | SMARTCOMFORT TX 5500 R410A HP | TEMPSTAR | TXH524GKA* |  | ED*4X30F** | *9MV*0801716A** | 24000 | 12.7 | 15.5 | 24000 | 8.5 | 14500 | 1 | HRCU-A-CB |  |  | 183 | 558 | Yes
4820641 | Discontinued | Systems | SMARTCOMFORT TX 5500 R410A HP | TEMPSTAR | TXH524GKA* |  | ED*4X30F** | *9MX*0601714A** | 23800 | 12.65 | 15.5 | 24000 | 8.5 | 14500 | 1 | HRCU-A-CB |  |  | 182 | 558 | Yes
3977463 | Discontinued | Systems | SMARTCOMFORT TX 5500 R410A HP | TEMPSTAR | TXH524GKA* |  | ED*4X30F** | NOMV106D12* | 23600 | 12.5 | 15 | 24000 | 8.5 | 14300 | 1 | HRCU-A-CB |  |  | 186 | 558 | Yes
5686002 | Active | Systems | SMARTCOMFORT TX 5500 R410A HP | TEMPSTAR | TXH524GKA* |  | ED*4X30F** | OLV098A12* | 24000 | 12.5 | 15 | 24000 | 8.5 | 14500 | 1 | HRCU-A-CB |  |  | 189 | 558 | Yes
3861484 | Discontinued | Systems | SMARTCOMFORT TX 5500 R410A HP | TEMPSTAR | TXH524GKA* |  | ED*4X30F** | OMV098J12* | 23800 | 12.5 | 15 | 24000 | 8.5 | 14600 | 1 | HRCU-A-CB |  |  | 188 | 558 | Yes
4820700 | Active | Systems | SMARTCOMFORT TX 5500 R410A HP | TEMPSTAR | TXH524GKA* |  | EHD4X24A** | *9MA*0801714A** | 23600 | 12.5 | 15.2 | 24000 | 8.5 | 14400 | 1 | HRCU-A-CB |  |  | 184 | 558 | Yes
5160508 | Active | Systems | SMARTCOMFORT TX 5500 R410A HP | TEMPSTAR | TXH524GKA* |  | EHD4X24A** | *9MA*1002122A** | 24000 | 12.5 | 15.2 | 24000 | 8.5 | 14600 | 1 | HRCU-A-CB |  |  | 187 | 558 | Yes
4820702 | Active | Systems | SMARTCOMFORT TX 5500 R410A HP | TEMPSTAR | TXH524GKA* |  | EHD4X24A** | *9MA*1202422A** | 24000 | 12.55 | 15.5 | 24000 | 8.5 | 14600 | 1 | HRCU-A-CB |  |  | 183 | 558 | Yes
4820705 | Active | Systems | SMARTCOMFORT TX 5500 R410A HP | TEMPSTAR | TXH524GKA* |  | EHD4X24A** | *9MV*0801716A** | 23600 | 12.5 | 15.2 | 24000 | 8.5 | 14400 | 1 | HRCU-A-CB |  |  | 184 | 558 | Yes
4820706 | Active | Systems | SMARTCOMFORT TX 5500 R410A HP | TEMPSTAR | TXH524GKA* |  | EHD4X24A** | *9MV*1202422A** | 23600 | 12.55 | 15.5 | 24000 | 8.5 | 14400 | 1 | HRCU-A-CB |  |  | 180 | 558 | Yes
4820708 | Active | Systems | SMARTCOMFORT TX 5500 R410A HP | TEMPSTAR | TXH524GKA* |  | EHD4X24A** | *9MX*0601714A** | 23600 | 12.5 | 15.2 | 24000 | 8.5 | 14400 | 1 | HRCU-A-CB |  |  | 184 | 558 | Yes
5417793 | Active | Systems | SMARTCOMFORT TX 5500 R410A HP | TEMPSTAR | TXH524GKA* |  | EHD4X24A** | MV08**14C* | 23800 | 12.5 | 15.2 | 24000 | 8.5 | 14400 | 1 | HRCU-A-CB |  |  | 185 | 558 | Yes
5417794 | Active | Systems | SMARTCOMFORT TX 5500 R410A HP | TEMPSTAR | TXH524GKA* |  | EHD4X24A** | MV12**17C* | 24000 | 12.5 | 15.2 | 24000 | 8.5 | 14500 | 1 | HRCU-A-CB |  |  | 187 | 558 | Yes
5686012 | Active | Systems | SMARTCOMFORT TX 5500 R410A HP | TEMPSTAR | TXH524GKA* |  | EHD4X24A** | OLV098A12* | 24000 | 12.5 | 15 | 24000 | 8.5 | 14700 | 1 | HRCU-A-CB |  |  | 189 | 558 | Yes
3977455 | Active | Systems | SMARTCOMFORT TX 5500 R410A HP | TEMPSTAR | TXH524GKA* |  | EHD4X30A** | *8MV*0701412** | 23400 | 12.5 | 15.5 | 24000 | 8.5 | 14400 | 1 | HRCU-A-CB |  |  | 179 | 558 | Yes
3977456 | Active | Systems | SMARTCOMFORT TX 5500 R410A HP | TEMPSTAR | TXH524GKA* |  | EHD4X30A** | *8MV*0901716** | 23400 | 12.5 | 15.5 | 24000 | 8.5 | 14400 | 1 | HRCU-A-CB |  |  | 179 | 558 | Yes
3977457 | Active | Systems | SMARTCOMFORT TX 5500 R410A HP | TEMPSTAR | TXH524GKA* |  | EHD4X30A** | *8MV*1102120** | 23400 | 12.5 | 15.5 | 24000 | 8.5 | 14400 | 1 | HRCU-A-CB |  |  | 179 | 558 | Yes
3977458 | Active | Systems | SMARTCOMFORT TX 5500 R410A HP | TEMPSTAR | TXH524GKA* |  | EHD4X30A** | *8MV*1352422** | 23400 | 12.5 | 15.5 | 24000 | 8.5 | 14400 | 1 | HRCU-A-CB |  |  | 179 | 558 | Yes
3977459 | Active | Systems | SMARTCOMFORT TX 5500 R410A HP | TEMPSTAR | TXH524GKA* |  | EHD4X30A** | *8MX*0451408** | 23400 | 12.5 | 15.25 | 24000 | 8.5 | 14600 | 1 | HRCU-A-CB |  |  | 182 | 558 | Yes
4820709 | Active | Systems | SMARTCOMFORT TX 5500 R410A HP | TEMPSTAR | TXH524GKA* |  | EHD4X30A** | *9MA*0601714A** | 23800 | 12.5 | 15.2 | 24000 | 8.5 | 14500 | 1 | HRCU-A-CB |  |  | 185 | 558 | Yes
5160511 | Active | Systems | SMARTCOMFORT TX 5500 R410A HP | TEMPSTAR | TXH524GKA* |  | EHD4X30A** | *9MA*0602120A** | 24000 | 12.5 | 15.2 | 24000 | 8.5 | 14500 | 1 | HRCU-A-CB |  |  | 187 | 558 | Yes
4820710 | Active | Systems | SMARTCOMFORT TX 5500 R410A HP | TEMPSTAR | TXH524GKA* |  | EHD4X30A** | *9MA*0801714A** | 23800 | 12.65 | 15.5 | 24000 | 8.5 | 14400 | 1 | HRCU-A-CB |  |  | 182 | 558 | Yes
5160512 | Active | Systems | SMARTCOMFORT TX 5500 R410A HP | TEMPSTAR | TXH524GKA* |  | EHD4X30A** | *9MA*0802120A** | 24000 | 12.5 | 15.2 | 24000 | 8.5 | 14600 | 1 | HRCU-A-CB |  |  | 187 | 558 | Yes
4820712 | Active | Systems | SMARTCOMFORT TX 5500 R410A HP | TEMPSTAR | TXH524GKA* |  | EHD4X30A** | *9MA*1202422A** | 24000 | 12.7 | 15.5 | 24000 | 8.5 | 14500 | 1 | HRCU-A-CB |  |  | 183 | 558 | Yes
4820714 | Active | Systems | SMARTCOMFORT TX 5500 R410A HP | TEMPSTAR | TXH524GKA* |  | EHD4X30A** | *9MV*0601714A** | 23800 | 12.55 | 15.5 | 24000 | 8.5 | 14500 | 1 | HRCU-A-CB |  |  | 182 | 558 | Yes
4820715 | Active | Systems | SMARTCOMFORT TX 5500 R410A HP | TEMPSTAR | TXH524GKA* |  | EHD4X30A** | *9MV*0801716A** | 24000 | 12.7 | 15.5 | 24000 | 8.5 | 14500 | 1 | HRCU-A-CB |  |  | 183 | 558 | Yes
5160513 | Active | Systems | SMARTCOMFORT TX 5500 R410A HP | TEMPSTAR | TXH524GKA* |  | EHD4X30A** | *9MV*0802120A** | 24000 | 12.5 | 15.2 | 24000 | 8.5 | 14500 | 1 | HRCU-A-CB |  |  | 187 | 558 | Yes
5160514 | Active | Systems | SMARTCOMFORT TX 5500 R410A HP | TEMPSTAR | TXH524GKA* |  | EHD4X30A** | *9MV*1002120A** | 24000 | 12.5 | 15.5 | 24000 | 8.5 | 14500 | 1 | HRCU-A-CB |  |  | 183 | 558 | Yes
4820717 | Active | Systems | SMARTCOMFORT TX 5500 R410A HP | TEMPSTAR | TXH524GKA* |  | EHD4X30A** | *9MV*1202422A** | 24000 | 12.7 | 15.5 | 24000 | 8.5 | 14500 | 1 | HRCU-A-CB |  |  | 183 | 558 | Yes
4820719 | Active | Systems | SMARTCOMFORT TX 5500 R410A HP | TEMPSTAR | TXH524GKA* |  | EHD4X30A** | *9MX*0601714A** | 23800 | 12.65 | 15.5 | 24000 | 8.5 | 14500 | 1 | HRCU-A-CB |  |  | 182 | 558 | Yes
5417795 | Active | Systems | SMARTCOMFORT TX 5500 R410A HP | TEMPSTAR | TXH524GKA* |  | EHD4X30A** | MV08**14C* | 24000 | 12.5 | 15.5 | 24000 | 8.5 | 14400 | 1 | HRCU-A-CB |  |  | 183 | 558 | Yes
5417796 | Active | Systems | SMARTCOMFORT TX 5500 R410A HP | TEMPSTAR | TXH524GKA* |  | EHD4X30A** | MV12**17C* | 24000 | 12.7 | 15.5 | 24000 | 8.5 | 14400 | 1 | HRCU-A-CB |  |  | 183 | 558 | Yes
3977470 | Active | Systems | SMARTCOMFORT TX 5500 R410A HP | TEMPSTAR | TXH524GKA* |  | EHD4X30A** | NOMV106D12* | 23800 | 12.5 | 15 | 24000 | 8.5 | 14400 | 1 | HRCU-A-CB |  |  | 188 | 558 | Yes
5686022 | Active | Systems | SMARTCOMFORT TX 5500 R410A HP | TEMPSTAR | TXH524GKA* |  | EHD4X30A** | OLV098A12* | 24000 | 12.5 | 15 | 24000 | 8.5 | 14600 | 1 | HRCU-A-CB |  |  | 189 | 558 | Yes
3861492 | Discontinued | Systems | SMARTCOMFORT TX 5500 R410A HP | TEMPSTAR | TXH524GKA* |  | EHD4X30A** | OMV098J12* | 23600 | 12.5 | 15 | 24000 | 8.5 | 14600 | 1 | HRCU-A-CB |  |  | 186 | 558 | Yes
5417797 | Active | Systems | SMARTCOMFORT TX 5500 R410A HP | TEMPSTAR | TXH524GKA* |  | EHD4X36A** | MV08**14C* | 24000 | 12.7 | 15.5 | 24000 | 8.5 | 14400 | 1 | HRCU-A-CB |  |  | 183 | 558 | Yes
5417798 | Active | Systems | SMARTCOMFORT TX 5500 R410A HP | TEMPSTAR | TXH524GKA* |  | EHD4X36A** | MV12**17C* | 24000 | 12.7 | 15.5 | 24000 | 8.5 | 14500 | 1 | HRCU-A-CB |  |  | 183 | 558 | Yes
3977434 | Active | Systems | SMARTCOMFORT TX 5500 R410A HP | TEMPSTAR | TXH524GKA* |  | EN(A,D)4X24*14** | *8MV*0701412** | 23400 | 12.5 | 15 | 24000 | 8.5 | 14400 | 1 | HRCU-A-CB |  |  | 185 | 558 | Yes
3977437 | Active | Systems | SMARTCOMFORT TX 5500 R410A HP | TEMPSTAR | TXH524GKA* |  | EN(A,D)4X24*17** | *8MV*0901716** | 23400 | 12.5 | 15 | 24000 | 8.5 | 14400 | 1 | HRCU-A-CB |  |  | 185 | 558 | Yes
4820648 | Active | Systems | SMARTCOMFORT TX 5500 R410A HP | TEMPSTAR | TXH524GKA* |  | EN(A,D)4X24*17** | *9MV*0801716A** | 23400 | 12.5 | 15.2 | 24000 | 8.5 | 14400 | 1 | HRCU-A-CB |  |  | 182 | 558 | Yes
3977464 | Active | Systems | SMARTCOMFORT TX 5500 R410A HP | TEMPSTAR | TXH524GKA* |  | EN(A,D)4X24*17** | NOMV106D12* | 23400 | 12.5 | 15 | 24000 | 8.5 | 14400 | 1 | HRCU-A-CB |  |  | 185 | 558 | Yes
3977439 | Active | Systems | SMARTCOMFORT TX 5500 R410A HP | TEMPSTAR | TXH524GKA* |  | EN(A,D)4X30*14** | *8MV*0701412** | 23400 | 12.5 | 15.5 | 24000 | 8.5 | 14400 | 1 | HRCU-A-CB |  |  | 179 | 558 | Yes
3977440 | Active | Systems | SMARTCOMFORT TX 5500 R410A HP | TEMPSTAR | TXH524GKA* |  | EN(A,D)4X30*14** | *8MX*0451408** | 23400 | 12.5 | 15.25 | 24000 | 8.5 | 14600 | 1 | HRCU-A-CB |  |  | 182 | 558 | Yes
5417781 | Active | Systems | SMARTCOMFORT TX 5500 R410A HP | TEMPSTAR | TXH524GKA* |  | EN(A,D)4X30*14** | MV08**14C* | 23800 | 12.5 | 15.2 | 24000 | 8.5 | 14400 | 1 | HRCU-A-CB |  |  | 185 | 558 | Yes
3977442 | Active | Systems | SMARTCOMFORT TX 5500 R410A HP | TEMPSTAR | TXH524GKA* |  | EN(A,D)4X30*17** | *8MV*0901716** | 23400 | 12.5 | 15.5 | 24000 | 8.5 | 14400 | 1 | HRCU-A-CB |  |  | 179 | 558 | Yes
4820653 | Active | Systems | SMARTCOMFORT TX 5500 R410A HP | TEMPSTAR | TXH524GKA* |  | EN(A,D)4X30*17** | *9MA*0601714A** | 23600 | 12.5 | 15.2 | 24000 | 8.5 | 14500 | 1 | HRCU-A-CB |  |  | 184 | 558 | Yes
4820654 | Active | Systems | SMARTCOMFORT TX 5500 R410A HP | TEMPSTAR | TXH524GKA* |  | EN(A,D)4X30*17** | *9MA*0801714A** | 23600 | 12.6 | 15.5 | 24000 | 8.5 | 14400 | 1 | HRCU-A-CB |  |  | 180 | 558 | Yes
4820656 | Active | Systems | SMARTCOMFORT TX 5500 R410A HP | TEMPSTAR | TXH524GKA* |  | EN(A,D)4X30*17** | *9MV*0601714A** | 23800 | 12.55 | 15.5 | 24000 | 8.5 | 14500 | 1 | HRCU-A-CB |  |  | 182 | 558 | Yes
4820657 | Active | Systems | SMARTCOMFORT TX 5500 R410A HP | TEMPSTAR | TXH524GKA* |  | EN(A,D)4X30*17** | *9MV*0801716A** | 24000 | 12.7 | 15.5 | 24000 | 8.5 | 14500 | 1 | HRCU-A-CB |  |  | 183 | 558 | Yes
4820659 | Active | Systems | SMARTCOMFORT TX 5500 R410A HP | TEMPSTAR | TXH524GKA* |  | EN(A,D)4X30*17** | *9MX*0601714A** | 23800 | 12.65 | 15.5 | 24000 | 8.5 | 14500 | 1 | HRCU-A-CB |  |  | 182 | 558 | Yes
5417782 | Active | Systems | SMARTCOMFORT TX 5500 R410A HP | TEMPSTAR | TXH524GKA* |  | EN(A,D)4X30*17** | MV08**14C* | 23800 | 12.5 | 15.5 | 24000 | 8.5 | 14400 | 1 | HRCU-A-CB |  |  | 182 | 558 | Yes
5417783 | Active | Systems | SMARTCOMFORT TX 5500 R410A HP | TEMPSTAR | TXH524GKA* |  | EN(A,D)4X30*17** | MV12**17C* | 24000 | 12.7 | 15.5 | 24000 | 8.5 | 14400 | 1 | HRCU-A-CB |  |  | 183 | 558 | Yes
3977465 | Active | Systems | SMARTCOMFORT TX 5500 R410A HP | TEMPSTAR | TXH524GKA* |  | EN(A,D)4X30*17** | NOMV106D12* | 23600 | 12.5 | 15 | 24000 | 8.5 | 14300 | 1 | HRCU-A-CB |  |  | 186 | 558 | Yes
5685978 | Active | Systems | SMARTCOMFORT TX 5500 R410A HP | TEMPSTAR | TXH524GKA* |  | EN(A,D)4X30*17** | OLV098A12* | 24000 | 12.5 | 15 | 24000 | 8.5 | 14500 | 1 | HRCU-A-CB |  |  | 189 | 558 | Yes
3861486 | Discontinued | Systems | SMARTCOMFORT TX 5500 R410A HP | TEMPSTAR | TXH524GKA* |  | EN(A,D)4X30*17** | OMV098J12* | 23800 | 12.5 | 15 | 24000 | 8.5 | 14600 | 1 | HRCU-A-CB |  |  | 188 | 558 | Yes
5417786 | Active | Systems | SMARTCOMFORT TX 5500 R410A HP | TEMPSTAR | TXH524GKA* |  | EN(A,D)4X36*21** | MV12**17C* | 24000 | 12.7 | 15.5 | 24000 | 8.5 | 14400 | 1 | HRCU-A-CB |  |  | 183 | 558 | Yes
5417784 | Active | Systems | SMARTCOMFORT TX 5500 R410A HP | TEMPSTAR | TXH524GKA* |  | EN(A,D,W)4X36*17** | MV08**14C* | 23800 | 12.5 | 15.5 | 24000 | 8.5 | 14400 | 1 | HRCU-A-CB |  |  | 182 | 558 | Yes
5417785 | Active | Systems | SMARTCOMFORT TX 5500 R410A HP | TEMPSTAR | TXH524GKA* |  | EN(A,D,W)4X36*17** | MV12**17C* | 24000 | 12.7 | 15.5 | 24000 | 8.5 | 14400 | 1 | HRCU-A-CB |  |  | 183 | 558 | Yes
3977444 | Active | Systems | SMARTCOMFORT TX 5500 R410A HP | TEMPSTAR | TXH524GKA* |  | ENH4X24*17** | *8MV*0701412** | 23400 | 12.5 | 15 | 24000 | 8.5 | 14400 | 1 | HRCU-A-CB |  |  | 185 | 558 | Yes
3977445 | Active | Systems | SMARTCOMFORT TX 5500 R410A HP | TEMPSTAR | TXH524GKA* |  | ENH4X24*17** | *8MV*0901716** | 23400 | 12.5 | 15 | 24000 | 8.5 | 14400 | 1 | HRCU-A-CB |  |  | 185 | 558 | Yes
3977446 | Active | Systems | SMARTCOMFORT TX 5500 R410A HP | TEMPSTAR | TXH524GKA* |  | ENH4X24*17** | *8MV*1102120** | 23400 | 12.5 | 15 | 24000 | 8.5 | 14500 | 1 | HRCU-A-CB |  |  | 185 | 558 | Yes
3977447 | Active | Systems | SMARTCOMFORT TX 5500 R410A HP | TEMPSTAR | TXH524GKA* |  | ENH4X24*17** | *8MV*1352422** | 23400 | 12.5 | 15 | 24000 | 8.5 | 14400 | 1 | HRCU-A-CB |  |  | 185 | 558 | Yes
4820670 | Active | Systems | SMARTCOMFORT TX 5500 R410A HP | TEMPSTAR | TXH524GKA* |  | ENH4X24*17** | *9MA*1202422A** | 23600 | 12.5 | 15.2 | 24000 | 8.5 | 14500 | 1 | HRCU-A-CB |  |  | 184 | 558 | Yes
4820673 | Active | Systems | SMARTCOMFORT TX 5500 R410A HP | TEMPSTAR | TXH524GKA* |  | ENH4X24*17** | *9MV*0801716A** | 23400 | 12.5 | 15.2 | 24000 | 8.5 | 14400 | 1 | HRCU-A-CB |  |  | 182 | 558 | Yes
4820674 | Active | Systems | SMARTCOMFORT TX 5500 R410A HP | TEMPSTAR | TXH524GKA* |  | ENH4X24*17** | *9MV*1202422A** | 23400 | 12.5 | 15.2 | 24000 | 8.5 | 14400 | 1 | HRCU-A-CB |  |  | 182 | 558 | Yes
3977467 | Active | Systems | SMARTCOMFORT TX 5500 R410A HP | TEMPSTAR | TXH524GKA* |  | ENH4X24*17** | NOMV106D12* | 23400 | 12.5 | 15 | 24000 | 8.5 | 14400 | 1 | HRCU-A-CB |  |  | 185 | 558 | Yes
3977450 | Active | Systems | SMARTCOMFORT TX 5500 R410A HP | TEMPSTAR | TXH524GKA* |  | ENH4X30*17** | *8MV*0701412** | 23400 | 12.5 | 15.5 | 24000 | 8.5 | 14400 | 1 | HRCU-A-CB |  |  | 179 | 558 | Yes
3977451 | Active | Systems | SMARTCOMFORT TX 5500 R410A HP | TEMPSTAR | TXH524GKA* |  | ENH4X30*17** | *8MV*0901716** | 23400 | 12.5 | 15.5 | 24000 | 8.5 | 14400 | 1 | HRCU-A-CB |  |  | 179 | 558 | Yes
3977452 | Active | Systems | SMARTCOMFORT TX 5500 R410A HP | TEMPSTAR | TXH524GKA* |  | ENH4X30*17** | *8MV*1102120** | 23400 | 12.5 | 15.5 | 24000 | 8.5 | 14400 | 1 | HRCU-A-CB |  |  | 179 | 558 | Yes
3977453 | Active | Systems | SMARTCOMFORT TX 5500 R410A HP | TEMPSTAR | TXH524GKA* |  | ENH4X30*17** | *8MV*1352422** | 23400 | 12.5 | 15.5 | 24000 | 8.5 | 14400 | 1 | HRCU-A-CB |  |  | 179 | 558 | Yes
3977454 | Active | Systems | SMARTCOMFORT TX 5500 R410A HP | TEMPSTAR | TXH524GKA* |  | ENH4X30*17** | *8MX*0451408** | 23400 | 12.5 | 15.25 | 24000 | 8.5 | 14600 | 1 | HRCU-A-CB |  |  | 182 | 558 | Yes
4820677 | Active | Systems | SMARTCOMFORT TX 5500 R410A HP | TEMPSTAR | TXH524GKA* |  | ENH4X30*17** | *9MA*0601714A** | 23600 | 12.5 | 15.2 | 24000 | 8.5 | 14500 | 1 | HRCU-A-CB |  |  | 184 | 558 | Yes
4820678 | Active | Systems | SMARTCOMFORT TX 5500 R410A HP | TEMPSTAR | TXH524GKA* |  | ENH4X30*17** | *9MA*0801714A** | 23600 | 12.6 | 15.5 | 24000 | 8.5 | 14400 | 1 | HRCU-A-CB |  |  | 180 | 558 | Yes
4820680 | Active | Systems | SMARTCOMFORT TX 5500 R410A HP | TEMPSTAR | TXH524GKA* |  | ENH4X30*17** | *9MA*1202422A** | 23800 | 12.7 | 15.5 | 24000 | 8.5 | 14500 | 1 | HRCU-A-CB |  |  | 182 | 558 | Yes
4820682 | Active | Systems | SMARTCOMFORT TX 5500 R410A HP | TEMPSTAR | TXH524GKA* |  | ENH4X30*17** | *9MV*0601714A** | 23800 | 12.55 | 15.5 | 24000 | 8.5 | 14500 | 1 | HRCU-A-CB |  |  | 182 | 558 | Yes
4820683 | Active | Systems | SMARTCOMFORT TX 5500 R410A HP | TEMPSTAR | TXH524GKA* |  | ENH4X30*17** | *9MV*0801716A** | 24000 | 12.7 | 15.5 | 24000 | 8.5 | 14500 | 1 | HRCU-A-CB |  |  | 183 | 558 | Yes
4820685 | Active | Systems | SMARTCOMFORT TX 5500 R410A HP | TEMPSTAR | TXH524GKA* |  | ENH4X30*17** | *9MV*1202422A** | 24000 | 12.7 | 15.5 | 24000 | 8.5 | 14500 | 1 | HRCU-A-CB |  |  | 183 | 558 | Yes
4820687 | Active | Systems | SMARTCOMFORT TX 5500 R410A HP | TEMPSTAR | TXH524GKA* |  | ENH4X30*17** | *9MX*0601714A** | 23800 | 12.65 | 15.5 | 24000 | 8.5 | 14500 | 1 | HRCU-A-CB |  |  | 182 | 558 | Yes
5417789 | Active | Systems | SMARTCOMFORT TX 5500 R410A HP | TEMPSTAR | TXH524GKA* |  | ENH4X30*17** | MV08**14C* | 23800 | 12.5 | 15.5 | 24000 | 8.5 | 14400 | 1 | HRCU-A-CB |  |  | 182 | 558 | Yes
5417790 | Active | Systems | SMARTCOMFORT TX 5500 R410A HP | TEMPSTAR | TXH524GKA* |  | ENH4X30*17** | MV12**17C* | 24000 | 12.7 | 15.5 | 24000 | 8.5 | 14400 | 1 | HRCU-A-CB |  |  | 183 | 558 | Yes
3977468 | Active | Systems | SMARTCOMFORT TX 5500 R410A HP | TEMPSTAR | TXH524GKA* |  | ENH4X30*17** | NOMV106D12* | 23600 | 12.5 | 15 | 24000 | 8.5 | 14300 | 1 | HRCU-A-CB |  |  | 186 | 558 | Yes
5685994 | Active | Systems | SMARTCOMFORT TX 5500 R410A HP | TEMPSTAR | TXH524GKA* |  | ENH4X30*17** | OLV098A12* | 24000 | 12.5 | 15 | 24000 | 8.5 | 14500 | 1 | HRCU-A-CB |  |  | 189 | 558 | Yes
3861489 | Discontinued | Systems | SMARTCOMFORT TX 5500 R410A HP | TEMPSTAR | TXH524GKA* |  | ENH4X30*17** | OMV098J12* | 23600 | 12.5 | 15 | 24000 | 8.5 | 14600 | 1 | HRCU-A-CB |  |  | 186 | 558 | Yes
5417791 | Active | Systems | SMARTCOMFORT TX 5500 R410A HP | TEMPSTAR | TXH524GKA* |  | ENH4X36*17** | MV08**14C* | 23800 | 12.5 | 15.5 | 24000 | 8.5 | 14400 | 1 | HRCU-A-CB |  |  | 182 | 558 | Yes
5417792 | Active | Systems | SMARTCOMFORT TX 5500 R410A HP | TEMPSTAR | TXH524GKA* |  | ENH4X36*17** | MV12**17C* | 24000 | 12.7 | 15.5 | 24000 | 8.5 | 14400 | 1 | HRCU-A-CB |  |  | 183 | 558 | Yes
3692858 | Active | Systems | SMARTCOMFORT TX 5500 R410A HP | TEMPSTAR | TXH524GKA* |  | FEM4P30**A*+TXV |  | 24000 | 12.5 | 15 | 24000 | 8.5 | 14700 | 1 | HRCU-A-CB |  |  | 189 | 558 | Yes
3650111 | Active | Systems | SMARTCOMFORT TX 5500 R410A HP | TEMPSTAR | TXH524GKA* |  | FVM4X24**** |  | 24000 | 12.5 | 15 | 24000 | 8.5 | 14400 | 1 | HRCU-A-CB |  |  | 189 | 558 | Yes
4359159 | Active | Systems | SMARTCOMFORT TX 5500 R410A HP | TEMPSTAR | TXH524GKA* |  | FVM4X36**** |  | 24000 | 12.5 | 16 | 24000 | 9 | 14400 | 1 | HRCU-A-CB |  |  | 178 | 527 | Yes
3650204 | Active | Systems | SMARTCOMFORT TX 5500 R410A HP | TEMPSTAR | TXH524GKA* |  | FXM4X24**A* |  | 24000 | 12.5 | 15.25 | 24000 | 8.5 | 14700 | 1 | HRCU-A-CB | Yes |  | 186 | 558 | Yes
3650217 | Active | Systems | SMARTCOMFORT TX 5500 R410A HP | TEMPSTAR | TXH524GKA* |  | FXM4X30**A* |  | 24000 | 12.5 | 15 | 24000 | 8.5 | 14500 | 1 | HRCU-A-CB |  |  | 189 | 558 | Yes
5160613 | Active | Systems | SMARTCOMFORT TX 5500 R410A HP | TEMPSTAR | TXH530GKA* |  | EA*4X36*21A* | *9MV*0802120A** | 28200 | 12.5 | 15 | 27800 | 8.5 | 16800 | 1 | HRCU-A-CB |  |  | 223 | 669 | Yes
5417973 | Active | Systems | SMARTCOMFORT TX 5500 R410A HP | TEMPSTAR | TXH530GKA* |  | EA*4X36*21A* | MV12**17C* | 28200 | 12.5 | 15 | 27800 | 8.5 | 16700 | 1 | HRCU-A-CB |  |  | 223 | 669 | Yes
5417974 | Active | Systems | SMARTCOMFORT TX 5500 R410A HP | TEMPSTAR | TXH530GKA* |  | EA*4X42*21A* | MV12**17C* | 28400 | 12.7 | 15.2 | 27800 | 8.5 | 16700 | 1 | HRCU-A-CB |  |  | 221 | 669 | Yes
3977847 | Discontinued | Systems | SMARTCOMFORT TX 5500 R410A HP | TEMPSTAR | TXH530GKA* |  | ED*4X36F** | *8MV*0901716** | 28000 | 12.5 | 15.25 | 27600 | 8.5 | 16600 | 1 | HRCU-A-CB |  |  | 217 | 669 | Yes
3977849 | Discontinued | Systems | SMARTCOMFORT TX 5500 R410A HP | TEMPSTAR | TXH530GKA* |  | ED*4X36J** | *8MV*1102120** | 28000 | 12.5 | 15 | 27800 | 8.5 | 16700 | 1 | HRCU-A-CB |  |  | 221 | 669 | Yes
3977850 | Discontinued | Systems | SMARTCOMFORT TX 5500 R410A HP | TEMPSTAR | TXH530GKA* |  | ED*4X36J** | *8MX*0902116** | 28200 | 12.5 | 15 | 28000 | 8.5 | 16900 | 1 | HRCU-A-CB |  |  | 223 | 669 | Yes
4104205 | Discontinued | Systems | SMARTCOMFORT TX 5500 R410A HP | TEMPSTAR | TXH530GKA* |  | ED*4X36J** | OLV112A16A | 28400 | 12.5 | 15 | 28000 | 8.5 | 16900 | 1 | HRCU-A-CB |  |  | 224 | 669 | Yes
4821515 | Active | Systems | SMARTCOMFORT TX 5500 R410A HP | TEMPSTAR | TXH530GKA* |  | EHD4X30A** | *9MA*1202422A** | 28200 | 12.5 | 15 | 28000 | 8.5 | 16900 | 1 | HRCU-A-CB |  |  | 223 | 669 | Yes
4821519 | Active | Systems | SMARTCOMFORT TX 5500 R410A HP | TEMPSTAR | TXH530GKA* |  | EHD4X30A** | *9MV*1202422A** | 28000 | 12.5 | 15 | 28000 | 8.5 | 16800 | 1 | HRCU-A-CB |  |  | 221 | 669 | Yes
3977883 | Active | Systems | SMARTCOMFORT TX 5500 R410A HP | TEMPSTAR | TXH530GKA* |  | EHD4X36A** | *8MV*0901716** | 28000 | 12.5 | 15.25 | 27800 | 8.5 | 16800 | 1 | HRCU-A-CB |  |  | 217 | 669 | Yes
3977884 | Active | Systems | SMARTCOMFORT TX 5500 R410A HP | TEMPSTAR | TXH530GKA* |  | EHD4X36A** | *8MV*1102120** | 28000 | 12.5 | 15 | 28000 | 8.5 | 16800 | 1 | HRCU-A-CB |  |  | 221 | 669 | Yes
3977887 | Active | Systems | SMARTCOMFORT TX 5500 R410A HP | TEMPSTAR | TXH530GKA* |  | EHD4X36A** | *8MX*0902116** | 28200 | 12.5 | 15 | 28200 | 8.5 | 17000 | 1 | HRCU-A-CB |  |  | 223 | 669 | Yes
4821523 | Active | Systems | SMARTCOMFORT TX 5500 R410A HP | TEMPSTAR | TXH530GKA* |  | EHD4X36A** | *9MA*0801714A** | 28600 | 12.5 | 15 | 28200 | 8.5 | 16900 | 1 | HRCU-A-CB |  |  | 226 | 669 | Yes
5160624 | Active | Systems | SMARTCOMFORT TX 5500 R410A HP | TEMPSTAR | TXH530GKA* |  | EHD4X36A** | *9MA*0802120A** | 28600 | 12.5 | 15 | 28000 | 8.5 | 16900 | 1 | HRCU-A-CB |  |  | 226 | 669 | Yes
4821525 | Active | Systems | SMARTCOMFORT TX 5500 R410A HP | TEMPSTAR | TXH530GKA* |  | EHD4X36A** | *9MA*1202422A** | 28800 | 12.5 | 15.2 | 28000 | 8.5 | 16900 | 1 | HRCU-A-CB |  |  | 224 | 669 | Yes
4821527 | Active | Systems | SMARTCOMFORT TX 5500 R410A HP | TEMPSTAR | TXH530GKA* |  | EHD4X36A** | *9MV*0801716A** | 28600 | 12.5 | 15.2 | 28200 | 8.5 | 16900 | 1 | HRCU-A-CB |  |  | 223 | 669 | Yes
5160625 | Active | Systems | SMARTCOMFORT TX 5500 R410A HP | TEMPSTAR | TXH530GKA* |  | EHD4X36A** | *9MV*0802120A** | 28600 | 12.5 | 15 | 28000 | 8.5 | 16800 | 1 | HRCU-A-CB |  |  | 226 | 669 | Yes
5160626 | Active | Systems | SMARTCOMFORT TX 5500 R410A HP | TEMPSTAR | TXH530GKA* |  | EHD4X36A** | *9MV*1002120A** | 28400 | 12.5 | 15 | 27800 | 8.5 | 16700 | 1 | HRCU-A-CB |  |  | 224 | 669 | Yes
4821529 | Active | Systems | SMARTCOMFORT TX 5500 R410A HP | TEMPSTAR | TXH530GKA* |  | EHD4X36A** | *9MV*1202422A** | 28800 | 12.5 | 15.2 | 28000 | 8.5 | 16900 | 1 | HRCU-A-CB |  |  | 224 | 669 | Yes
4821530 | Active | Systems | SMARTCOMFORT TX 5500 R410A HP | TEMPSTAR | TXH530GKA* |  | EHD4X36A** | *9MX*0601714A** | 28800 | 12.5 | 15 | 28400 | 8.5 | 17100 | 1 | HRCU-A-CB |  |  | 227 | 669 | Yes
4821531 | Active | Systems | SMARTCOMFORT TX 5500 R410A HP | TEMPSTAR | TXH530GKA* |  | EHD4X36A** | *9MX*0801716A** | 29000 | 12.5 | 15 | 28400 | 8.5 | 17200 | 1 | HRCU-A-CB |  |  | 229 | 669 | Yes
5417991 | Active | Systems | SMARTCOMFORT TX 5500 R410A HP | TEMPSTAR | TXH530GKA* |  | EHD4X36A** | MV08**14C* | 28400 | 12.7 | 15.2 | 27800 | 8.5 | 16700 | 1 | HRCU-A-CB |  |  | 221 | 669 | Yes
5417992 | Active | Systems | SMARTCOMFORT TX 5500 R410A HP | TEMPSTAR | TXH530GKA* |  | EHD4X36A** | MV12**17C* | 28800 | 12.7 | 15.2 | 28000 | 8.5 | 16800 | 1 | HRCU-A-CB |  |  | 224 | 669 | Yes
5686146 | Active | Systems | SMARTCOMFORT TX 5500 R410A HP | TEMPSTAR | TXH530GKA* |  | EHD4X36A** | OLV098A12* | 28600 | 12.5 | 15 | 28200 | 8.5 | 17000 | 1 | HRCU-A-CB |  |  | 226 | 669 | Yes
4104261 | Active | Systems | SMARTCOMFORT TX 5500 R410A HP | TEMPSTAR | TXH530GKA* |  | EHD4X36A** | OLV112A16A | 28800 | 12.5 | 15 | 28200 | 8.5 | 17100 | 1 | HRCU-A-CB |  |  | 227 | 669 | Yes
4104254 | Active | Systems | SMARTCOMFORT TX 5500 R410A HP | TEMPSTAR | TXH530GKA* |  | EHD4X36A** | OMV112K14A | 28800 | 12.5 | 15 | 28000 | 8.5 | 16900 | 1 | HRCU-A-CB |  |  | 227 | 669 | Yes
5417993 | Active | Systems | SMARTCOMFORT TX 5500 R410A HP | TEMPSTAR | TXH530GKA* |  | EHD4X42A** | MV08**14C* | 28600 | 12.7 | 15.2 | 27800 | 8.5 | 16700 | 1 | HRCU-A-CB |  |  | 223 | 669 | Yes
5417994 | Active | Systems | SMARTCOMFORT TX 5500 R410A HP | TEMPSTAR | TXH530GKA* |  | EHD4X42A** | MV12**17C* | 28800 | 12.7 | 15.2 | 28000 | 8.5 | 16800 | 1 | HRCU-A-CB |  |  | 224 | 669 | Yes
3977860 | Active | Systems | SMARTCOMFORT TX 5500 R410A HP | TEMPSTAR | TXH530GKA* |  | EN(A,D)4X36*21** | *8MV*1102120** | 28000 | 12.5 | 15 | 27800 | 8.5 | 16700 | 1 | HRCU-A-CB |  |  | 221 | 669 | Yes
3977861 | Active | Systems | SMARTCOMFORT TX 5500 R410A HP | TEMPSTAR | TXH530GKA* |  | EN(A,D)4X36*21** | *8MX*0902116** | 28200 | 12.5 | 15 | 28000 | 8.5 | 16900 | 1 | HRCU-A-CB |  |  | 223 | 669 | Yes
3977857 | Active | Systems | SMARTCOMFORT TX 5500 R410A HP | TEMPSTAR | TXH530GKA* |  | EN(A,D,W)4X36*17** | *8MV*0901716** | 28000 | 12.5 | 15.25 | 27600 | 8.5 | 16700 | 1 | HRCU-A-CB |  |  | 217 | 669 | Yes
5417983 | Active | Systems | SMARTCOMFORT TX 5500 R410A HP | TEMPSTAR | TXH530GKA* |  | EN(A,D,W)4X42*21** | MV12**17C* | 28400 | 12.5 | 15 | 27800 | 8.5 | 16800 | 1 | HRCU-A-CB |  |  | 224 | 669 | Yes
5417981 | Active | Systems | SMARTCOMFORT TX 5500 R410A HP | TEMPSTAR | TXH530GKA* |  | END4X42*17** | MV08**14C* | 28400 | 12.7 | 15.2 | 27800 | 8.5 | 16700 | 1 | HRCU-A-CB |  |  | 221 | 669 | Yes
5417982 | Active | Systems | SMARTCOMFORT TX 5500 R410A HP | TEMPSTAR | TXH530GKA* |  | END4X42*17** | MV12**17C* | 28600 | 12.7 | 15.2 | 28000 | 8.5 | 16800 | 1 | HRCU-A-CB |  |  | 223 | 669 | Yes
3977871 | Active | Systems | SMARTCOMFORT TX 5500 R410A HP | TEMPSTAR | TXH530GKA* |  | ENH4X36*17** | *8MV*0901716** | 28000 | 12.5 | 15.25 | 27600 | 8.5 | 16700 | 1 | HRCU-A-CB |  |  | 217 | 669 | Yes
3977872 | Active | Systems | SMARTCOMFORT TX 5500 R410A HP | TEMPSTAR | TXH530GKA* |  | ENH4X36*17** | *8MV*1102120** | 28000 | 12.5 | 15 | 27800 | 8.5 | 16700 | 1 | HRCU-A-CB |  |  | 221 | 669 | Yes
3977875 | Active | Systems | SMARTCOMFORT TX 5500 R410A HP | TEMPSTAR | TXH530GKA* |  | ENH4X36*17** | *8MX*0902116** | 28200 | 12.5 | 15 | 28000 | 8.5 | 16900 | 1 | HRCU-A-CB |  |  | 223 | 669 | Yes
5417988 | Active | Systems | SMARTCOMFORT TX 5500 R410A HP | TEMPSTAR | TXH530GKA* |  | ENH4X42*21** | MV12**17C* | 28400 | 12.5 | 15 | 27800 | 8.5 | 16800 | 1 | HRCU-A-CB |  |  | 224 | 669 | Yes
3650112 | Active | Systems | SMARTCOMFORT TX 5500 R410A HP | TEMPSTAR | TXH530GKA* |  | FVM4X24**** |  | 28200 | 12.5 | 15 | 27800 | 8.5 | 16800 | 1 | HRCU-A-CB |  |  | 223 | 669 | Yes
3650132 | Active | Systems | SMARTCOMFORT TX 5500 R410A HP | TEMPSTAR | TXH530GKA* |  | FVM4X36**** |  | 28400 | 12.5 | 15.5 | 27800 | 8.5 | 16600 | 1 | HRCU-A-CB |  |  | 217 | 669 | Yes
3650159 | Active | Systems | SMARTCOMFORT TX 5500 R410A HP | TEMPSTAR | TXH530GKA* |  | FVM4X48**** |  | 29000 | 12.5 | 15.5 | 27600 | 8.7 | 16800 | 1 | HRCU-A-CB |  |  | 222 | 654 | Yes
3650218 | Active | Systems | SMARTCOMFORT TX 5500 R410A HP | TEMPSTAR | TXH530GKA* |  | FXM4X30**A* |  | 28800 | 12.5 | 15.25 | 28200 | 8.5 | 17000 | 1 | HRCU-A-CB | Yes |  | 224 | 669 | Yes
3650231 | Active | Systems | SMARTCOMFORT TX 5500 R410A HP | TEMPSTAR | TXH530GKA* |  | FXM4X36**A* |  | 28800 | 12.5 | 15.5 | 27800 | 8.5 | 16700 | 1 | HRCU-A-CB |  |  | 220 | 669 | Yes
5418308 | Active | Systems | SMARTCOMFORT TX 5500 R410A HP | TEMPSTAR | TXH536GKA* |  | EHD4X48A** | MV16**21C* | 34800 | 12.5 | 15 | 34400 | 8.5 | 21200 | 1 | HRCU-A-CB |  |  | 275 | 781 | Yes
5418309 | Active | Systems | SMARTCOMFORT TX 5500 R410A HP | TEMPSTAR | TXH536GKA* |  | EHD4X48A** | MV20**24C* | 34600 | 12.5 | 15 | 34200 | 8.5 | 21200 | 1 | HRCU-A-CB |  |  | 273 | 781 | Yes
5418290 | Active | Systems | SMARTCOMFORT TX 5500 R410A HP | TEMPSTAR | TXH536GKA* |  | EN(A,D)4X48*24** | MV16**21C* | 34600 | 12.5 | 15 | 34200 | 8.5 | 21200 | 1 | HRCU-A-CB |  |  | 273 | 781 | Yes
5418291 | Active | Systems | SMARTCOMFORT TX 5500 R410A HP | TEMPSTAR | TXH536GKA* |  | EN(A,D)4X48*24** | MV20**24C* | 34400 | 12.5 | 15 | 34200 | 8.5 | 21000 | 1 | HRCU-A-CB |  |  | 272 | 781 | Yes
5418289 | Active | Systems | SMARTCOMFORT TX 5500 R410A HP | TEMPSTAR | TXH536GKA* |  | EN(A,D,W)4X48*21** | MV16**21C* | 34600 | 12.5 | 15 | 34200 | 8.5 | 21200 | 1 | HRCU-A-CB |  |  | 273 | 781 | Yes
5418297 | Active | Systems | SMARTCOMFORT TX 5500 R410A HP | TEMPSTAR | TXH536GKA* |  | ENH4X48*21** | MV16**21C* | 34600 | 12.5 | 15 | 34200 | 8.5 | 21200 | 1 | HRCU-A-CB |  |  | 273 | 781 | Yes
3650133 | Active | Systems | SMARTCOMFORT TX 5500 R410A HP | TEMPSTAR | TXH536GKA* |  | FVM4X36**** |  | 33800 | 12.5 | 15 | 33800 | 8.5 | 20800 | 1 | HRCU-A-CB |  |  | 267 | 781 | Yes
3650160 | Active | Systems | SMARTCOMFORT TX 5500 R410A HP | TEMPSTAR | TXH536GKA* |  | FVM4X48**** |  | 35000 | 12.5 | 15 | 34400 | 8.6 | 21200 | 1 | HRCU-A-CB |  |  | 276 | 772 | Yes
3650181 | Active | Systems | SMARTCOMFORT TX 5500 R410A HP | TEMPSTAR | TXH536GKA* |  | FVM4X60**** |  | 35400 | 12.5 | 15.5 | 34000 | 8.8 | 21200 | 1 | HRCU-A-CB |  |  | 270 | 754 | Yes
3650232 | Active | Systems | SMARTCOMFORT TX 5500 R410A HP | TEMPSTAR | TXH536GKA* |  | FXM4X36**A* |  | 34800 | 12.5 | 15 | 34600 | 8.5 | 21400 | 1 | HRCU-A-CB | Yes |  | 275 | 781 | Yes
5294157 | Active | Systems | SMARTCOMFORT TX 5500 R410A HP | TEMPSTAR | TXH537GKA* |  | EA*4X42*21A* | *8MX*1102120** | 35000 | 12.7 | 15.2 | 35000 | 8.5 | 21000 | 1 | HRCU-A-CB |  |  | 273 | 781 | Yes
5418589 | Active | Systems | SMARTCOMFORT TX 5500 R410A HP | TEMPSTAR | TXH537GKA* |  | EA*4X48*17A* | MV08**14C* | 35400 | 12.7 | 15.2 | 35000 | 8.5 | 21200 | 1 | HRCU-A-CB |  |  | 276 | 781 | Yes
5418590 | Active | Systems | SMARTCOMFORT TX 5500 R410A HP | TEMPSTAR | TXH537GKA* |  | EA*4X48*17A* | MV12**17C* | 35600 | 13 | 15.5 | 35200 | 8.5 | 21200 | 1 | HRCU-A-CB |  |  | 272 | 781 | Yes
5418591 | Active | Systems | SMARTCOMFORT TX 5500 R410A HP | TEMPSTAR | TXH537GKA* |  | EA*4X48*21A* | MV12**17C* | 35400 | 13 | 15.5 | 35000 | 8.5 | 21000 | 1 | HRCU-A-CB |  |  | 270 | 781 | Yes
5418592 | Active | Systems | SMARTCOMFORT TX 5500 R410A HP | TEMPSTAR | TXH537GKA* |  | EA*4X48*21A* | MV16**21C* | 35400 | 13 | 15.5 | 35000 | 8.5 | 21000 | 1 | HRCU-A-CB |  |  | 270 | 781 | Yes
5418593 | Active | Systems | SMARTCOMFORT TX 5500 R410A HP | TEMPSTAR | TXH537GKA* |  | EA*4X48*24A* | MV16**21C* | 35400 | 13 | 15.5 | 35000 | 8.5 | 21000 | 1 | HRCU-A-CB |  |  | 270 | 781 | Yes
5418594 | Active | Systems | SMARTCOMFORT TX 5500 R410A HP | TEMPSTAR | TXH537GKA* |  | EA*4X48*24A* | MV20**24C* | 35200 | 13 | 15.5 | 34800 | 8.5 | 20800 | 1 | HRCU-A-CB |  |  | 269 | 781 | Yes
4104971 | Discontinued | Systems | SMARTCOMFORT TX 5500 R410A HP | TEMPSTAR | TXH537GKA* |  | ED*4X42F** | OLV112A16A | 34600 | 12.5 | 15 | 35200 | 8.5 | 21400 | 1 | HRCU-A-CB |  |  | 273 | 781 | Yes
4104978 | Discontinued | Systems | SMARTCOMFORT TX 5500 R410A HP | TEMPSTAR | TXH537GKA* |  | ED*4X42J** | OLV112A16A | 34800 | 12.5 | 15 | 35000 | 8.5 | 21200 | 1 | HRCU-A-CB |  |  | 275 | 781 | Yes
4104985 | Discontinued | Systems | SMARTCOMFORT TX 5500 R410A HP | TEMPSTAR | TXH537GKA* |  | ED*4X42L** | OLV112A16A | 34800 | 12.5 | 15 | 35000 | 8.5 | 21200 | 1 | HRCU-A-CB |  |  | 275 | 781 | Yes
4104992 | Discontinued | Systems | SMARTCOMFORT TX 5500 R410A HP | TEMPSTAR | TXH537GKA* |  | ED*4X42L** | OLV154F20A | 35600 | 12.5 | 15 | 35400 | 8.5 | 21400 | 1 | HRCU-A-CB |  |  | 281 | 781 | Yes
3976590 | Active | Systems | SMARTCOMFORT TX 5500 R410A HP | TEMPSTAR | TXH537GKA* |  | EHD4X36A** | *8MV*0901716** | 34800 | 12.5 | 15 | 34800 | 8.5 | 21000 | 1 | HRCU-A-CB |  |  | 275 | 781 | Yes
3976591 | Active | Systems | SMARTCOMFORT TX 5500 R410A HP | TEMPSTAR | TXH537GKA* |  | EHD4X36A** | *8MV*1102120** | 35000 | 12.5 | 15 | 35000 | 8.5 | 21000 | 1 | HRCU-A-CB |  |  | 276 | 781 | Yes
3976592 | Active | Systems | SMARTCOMFORT TX 5500 R410A HP | TEMPSTAR | TXH537GKA* |  | EHD4X36A** | *8MV*1352422** | 35000 | 12.5 | 15 | 34800 | 8.5 | 21000 | 1 | HRCU-A-CB |  |  | 276 | 781 | Yes
3976595 | Active | Systems | SMARTCOMFORT TX 5500 R410A HP | TEMPSTAR | TXH537GKA* |  | EHD4X36A** | *8MX*0902116** | 35200 | 12.5 | 15 | 35000 | 8.5 | 21000 | 1 | HRCU-A-CB |  |  | 278 | 781 | Yes
3976596 | Active | Systems | SMARTCOMFORT TX 5500 R410A HP | TEMPSTAR | TXH537GKA* |  | EHD4X36A** | *8MX*1102120** | 35200 | 13 | 15 | 35200 | 8.5 | 21200 | 1 | HRCU-A-CB |  |  | 278 | 781 | Yes
4823471 | Active | Systems | SMARTCOMFORT TX 5500 R410A HP | TEMPSTAR | TXH537GKA* |  | EHD4X36A** | *9MV*0801716A** | 35000 | 12.5 | 15.2 | 35200 | 8.5 | 21200 | 1 | HRCU-A-CB |  |  | 273 | 781 | Yes
5418614 | Active | Systems | SMARTCOMFORT TX 5500 R410A HP | TEMPSTAR | TXH537GKA* |  | EHD4X36A** | MV12**17C* | 35400 | 12.7 | 15.5 | 35000 | 8.5 | 21000 | 1 | HRCU-A-CB |  |  | 270 | 781 | Yes
5418615 | Active | Systems | SMARTCOMFORT TX 5500 R410A HP | TEMPSTAR | TXH537GKA* |  | EHD4X36A** | MV16**21C* | 35400 | 13 | 15.5 | 35000 | 8.5 | 21000 | 1 | HRCU-A-CB |  |  | 270 | 781 | Yes
5418616 | Active | Systems | SMARTCOMFORT TX 5500 R410A HP | TEMPSTAR | TXH537GKA* |  | EHD4X36A** | MV20**24C* | 35200 | 13 | 15.5 | 34800 | 8.5 | 21000 | 1 | HRCU-A-CB |  |  | 269 | 781 | Yes
4105258 | Active | Systems | SMARTCOMFORT TX 5500 R410A HP | TEMPSTAR | TXH537GKA* |  | EHD4X36A** | OLV112A16A | 35200 | 12.5 | 15 | 35400 | 8.5 | 21400 | 1 | HRCU-A-CB |  |  | 278 | 781 | Yes
4105265 | Active | Systems | SMARTCOMFORT TX 5500 R410A HP | TEMPSTAR | TXH537GKA* |  | EHD4X36A** | OLV154F20A | 36000 | 12.5 | 15 | 35800 | 8.5 | 21600 | 1 | HRCU-A-CB |  |  | 284 | 781 | Yes
4105251 | Active | Systems | SMARTCOMFORT TX 5500 R410A HP | TEMPSTAR | TXH537GKA* |  | EHD4X36A** | OMV112K14A | 35000 | 12.5 | 15 | 35000 | 8.5 | 21200 | 1 | HRCU-A-CB |  |  | 276 | 781 | Yes
3976597 | Active | Systems | SMARTCOMFORT TX 5500 R410A HP | TEMPSTAR | TXH537GKA* |  | EHD4X42A** | *8MV*0701412** | 35000 | 12.5 | 15 | 35000 | 8.5 | 21200 | 1 | HRCU-A-CB |  |  | 276 | 781 | Yes
3976598 | Active | Systems | SMARTCOMFORT TX 5500 R410A HP | TEMPSTAR | TXH537GKA* |  | EHD4X42A** | *8MV*0901716** | 35000 | 13 | 15 | 35000 | 8.5 | 21000 | 1 | HRCU-A-CB |  |  | 276 | 781 | Yes
3976599 | Active | Systems | SMARTCOMFORT TX 5500 R410A HP | TEMPSTAR | TXH537GKA* |  | EHD4X42A** | *8MV*1102120** | 35200 | 13 | 15 | 35000 | 8.5 | 21000 | 1 | HRCU-A-CB |  |  | 278 | 781 | Yes
3976600 | Active | Systems | SMARTCOMFORT TX 5500 R410A HP | TEMPSTAR | TXH537GKA* |  | EHD4X42A** | *8MV*1352422** | 35200 | 13 | 15 | 35000 | 8.5 | 21000 | 1 | HRCU-A-CB |  |  | 278 | 781 | Yes
3976602 | Active | Systems | SMARTCOMFORT TX 5500 R410A HP | TEMPSTAR | TXH537GKA* |  | EHD4X42A** | *8MX*0701716** | 35200 | 12.5 | 15 | 35400 | 8.5 | 21400 | 1 | HRCU-A-CB |  |  | 278 | 781 | Yes
3976603 | Active | Systems | SMARTCOMFORT TX 5500 R410A HP | TEMPSTAR | TXH537GKA* |  | EHD4X42A** | *8MX*0902116** | 35400 | 13 | 15 | 35200 | 8.5 | 21200 | 1 | HRCU-A-CB |  |  | 279 | 781 | Yes
3976604 | Active | Systems | SMARTCOMFORT TX 5500 R410A HP | TEMPSTAR | TXH537GKA* |  | EHD4X42A** | *8MX*1102120** | 35600 | 13 | 15 | 35200 | 8.5 | 21200 | 1 | HRCU-A-CB |  |  | 281 | 781 | Yes
5161114 | Active | Systems | SMARTCOMFORT TX 5500 R410A HP | TEMPSTAR | TXH537GKA* |  | EHD4X42A** | *9MA*1002122A** | 35200 | 13 | 15.5 | 34800 | 8.5 | 21000 | 1 | HRCU-A-CB |  |  | 269 | 781 | Yes
4823479 | Active | Systems | SMARTCOMFORT TX 5500 R410A HP | TEMPSTAR | TXH537GKA* |  | EHD4X42A** | *9MA*1202422A** | 35200 | 12.7 | 15.5 | 34800 | 8.5 | 20800 | 1 | HRCU-A-CB |  |  | 269 | 781 | Yes
5161115 | Active | Systems | SMARTCOMFORT TX 5500 R410A HP | TEMPSTAR | TXH537GKA* |  | EHD4X42A** | *9MV*0802120A** | 35200 | 12.7 | 15.5 | 35000 | 8.5 | 21000 | 1 | HRCU-A-CB |  |  | 269 | 781 | Yes
5161116 | Active | Systems | SMARTCOMFORT TX 5500 R410A HP | TEMPSTAR | TXH537GKA* |  | EHD4X42A** | *9MV*1002120A** | 35200 | 12.7 | 15.5 | 34800 | 8.5 | 21000 | 1 | HRCU-A-CB |  |  | 269 | 781 | Yes
4823483 | Active | Systems | SMARTCOMFORT TX 5500 R410A HP | TEMPSTAR | TXH537GKA* |  | EHD4X42A** | *9MV*1202422A** | 35400 | 12.7 | 15.5 | 35000 | 8.5 | 21000 | 1 | HRCU-A-CB |  |  | 270 | 781 | Yes
4823484 | Active | Systems | SMARTCOMFORT TX 5500 R410A HP | TEMPSTAR | TXH537GKA* |  | EHD4X42A** | *9MX*0601714A** | 35200 | 12.5 | 15.2 | 35400 | 8.5 | 21400 | 1 | HRCU-A-CB |  |  | 274 | 781 | Yes
5418617 | Active | Systems | SMARTCOMFORT TX 5500 R410A HP | TEMPSTAR | TXH537GKA* |  | EHD4X42A** | MV08**14C* | 35200 | 12.7 | 15.2 | 35000 | 8.5 | 21000 | 1 | HRCU-A-CB |  |  | 274 | 781 | Yes
5418618 | Active | Systems | SMARTCOMFORT TX 5500 R410A HP | TEMPSTAR | TXH537GKA* |  | EHD4X42A** | MV12**17C* | 35600 | 13 | 15.5 | 35000 | 8.5 | 21200 | 1 | HRCU-A-CB |  |  | 272 | 781 | Yes
5418619 | Active | Systems | SMARTCOMFORT TX 5500 R410A HP | TEMPSTAR | TXH537GKA* |  | EHD4X42A** | MV16**21C* | 35600 | 13 | 15.5 | 35000 | 8.5 | 21000 | 1 | HRCU-A-CB |  |  | 272 | 781 | Yes
5418620 | Active | Systems | SMARTCOMFORT TX 5500 R410A HP | TEMPSTAR | TXH537GKA* |  | EHD4X42A** | MV20**24C* | 35400 | 13 | 15.5 | 34800 | 8.5 | 21000 | 1 | HRCU-A-CB |  |  | 270 | 781 | Yes
5686417 | Active | Systems | SMARTCOMFORT TX 5500 R410A HP | TEMPSTAR | TXH537GKA* |  | EHD4X42A** | OLV098A12* | 35000 | 12.5 | 15 | 35200 | 8.5 | 21400 | 1 | HRCU-A-CB |  |  | 276 | 781 | Yes
4105293 | Active | Systems | SMARTCOMFORT TX 5500 R410A HP | TEMPSTAR | TXH537GKA* |  | EHD4X42A** | OLV112A16A | 35400 | 12.5 | 15 | 35400 | 8.5 | 21400 | 1 | HRCU-A-CB |  |  | 279 | 781 | Yes
4105300 | Active | Systems | SMARTCOMFORT TX 5500 R410A HP | TEMPSTAR | TXH537GKA* |  | EHD4X42A** | OLV154F20A | 36000 | 12.5 | 15 | 35800 | 8.5 | 21800 | 1 | HRCU-A-CB |  |  | 284 | 781 | Yes
5686412 | Active | Systems | SMARTCOMFORT TX 5500 R410A HP | TEMPSTAR | TXH537GKA* |  | EHD4X42A** | OMV098J12* | 35200 | 12.5 | 15 | 35400 | 8.5 | 21400 | 1 | HRCU-A-CB |  |  | 278 | 781 | Yes
4105286 | Active | Systems | SMARTCOMFORT TX 5500 R410A HP | TEMPSTAR | TXH537GKA* |  | EHD4X42A** | OMV112K14A | 35200 | 12.5 | 15 | 35200 | 8.5 | 21200 | 1 | HRCU-A-CB |  |  | 278 | 781 | Yes
5418621 | Active | Systems | SMARTCOMFORT TX 5500 R410A HP | TEMPSTAR | TXH537GKA* |  | EHD4X48A** | MV08**14C* | 35400 | 12.7 | 15.5 | 35000 | 8.5 | 21000 | 1 | HRCU-A-CB |  |  | 270 | 781 | Yes
5418622 | Active | Systems | SMARTCOMFORT TX 5500 R410A HP | TEMPSTAR | TXH537GKA* |  | EHD4X48A** | MV12**17C* | 35800 | 13 | 15.5 | 35200 | 8.5 | 21200 | 1 | HRCU-A-CB |  |  | 273 | 781 | Yes
5418623 | Active | Systems | SMARTCOMFORT TX 5500 R410A HP | TEMPSTAR | TXH537GKA* |  | EHD4X48A** | MV16**21C* | 35800 | 13 | 15.5 | 35000 | 8.5 | 21000 | 1 | HRCU-A-CB |  |  | 273 | 781 | Yes
5418624 | Active | Systems | SMARTCOMFORT TX 5500 R410A HP | TEMPSTAR | TXH537GKA* |  | EHD4X48A** | MV20**24C* | 35600 | 13.2 | 15.5 | 35000 | 8.5 | 21000 | 1 | HRCU-A-CB |  |  | 272 | 781 | Yes
5418605 | Active | Systems | SMARTCOMFORT TX 5500 R410A HP | TEMPSTAR | TXH537GKA* |  | EN(A,D)4X48*24** | MV16**21C* | 35400 | 13 | 15.5 | 35000 | 8.5 | 21000 | 1 | HRCU-A-CB |  |  | 270 | 781 | Yes
5418606 | Active | Systems | SMARTCOMFORT TX 5500 R410A HP | TEMPSTAR | TXH537GKA* |  | EN(A,D)4X48*24** | MV20**24C* | 35400 | 13.2 | 15.5 | 34800 | 8.5 | 20800 | 1 | HRCU-A-CB |  |  | 270 | 781 | Yes
3976499 | Active | Systems | SMARTCOMFORT TX 5500 R410A HP | TEMPSTAR | TXH537GKA* |  | EN(A,D,W)4X42*21** | *8MX*0902116** | 34600 | 12.5 | 15 | 34800 | 8.5 | 21000 | 1 | HRCU-A-CB |  |  | 273 | 781 | Yes
3976500 | Active | Systems | SMARTCOMFORT TX 5500 R410A HP | TEMPSTAR | TXH537GKA* |  | EN(A,D,W)4X42*21** | *8MX*1102120** | 34800 | 12.5 | 15 | 35000 | 8.5 | 21000 | 1 | HRCU-A-CB |  |  | 275 | 781 | Yes
4105111 | Active | Systems | SMARTCOMFORT TX 5500 R410A HP | TEMPSTAR | TXH537GKA* |  | EN(A,D,W)4X42*21** | OLV112A16A | 34800 | 12.5 | 15 | 35200 | 8.5 | 21400 | 1 | HRCU-A-CB |  |  | 275 | 781 | Yes
5418603 | Active | Systems | SMARTCOMFORT TX 5500 R410A HP | TEMPSTAR | TXH537GKA* |  | EN(A,D,W)4X48*21** | MV12**17C* | 35400 | 13 | 15.5 | 35000 | 8.5 | 21000 | 1 | HRCU-A-CB |  |  | 270 | 781 | Yes
5418604 | Active | Systems | SMARTCOMFORT TX 5500 R410A HP | TEMPSTAR | TXH537GKA* |  | EN(A,D,W)4X48*21** | MV16**21C* | 35400 | 13 | 15.5 | 35000 | 8.5 | 21000 | 1 | HRCU-A-CB |  |  | 270 | 781 | Yes
5418600 | Active | Systems | SMARTCOMFORT TX 5500 R410A HP | TEMPSTAR | TXH537GKA* |  | END4X42*17** | MV12**17C* | 35200 | 12.7 | 15.2 | 35000 | 8.5 | 21000 | 1 | HRCU-A-CB |  |  | 274 | 781 | Yes
4105083 | Active | Systems | SMARTCOMFORT TX 5500 R410A HP | TEMPSTAR | TXH537GKA* |  | END4X42*17** | OMV112K14A | 34800 | 12.5 | 15 | 35000 | 8.5 | 21200 | 1 | HRCU-A-CB |  |  | 275 | 781 | Yes
4105160 | Active | Systems | SMARTCOMFORT TX 5500 R410A HP | TEMPSTAR | TXH537GKA* |  | ENH4X36*17** | OLV154F20A | 35000 | 12.5 | 15 | 35400 | 8.5 | 21600 | 1 | HRCU-A-CB |  |  | 276 | 781 | Yes
3976541 | Active | Systems | SMARTCOMFORT TX 5500 R410A HP | TEMPSTAR | TXH537GKA* |  | ENH4X42*21** | *8MX*0902116** | 34600 | 12.5 | 15 | 34800 | 8.5 | 21000 | 1 | HRCU-A-CB |  |  | 273 | 781 | Yes
3976542 | Active | Systems | SMARTCOMFORT TX 5500 R410A HP | TEMPSTAR | TXH537GKA* |  | ENH4X42*21** | *8MX*1102120** | 34800 | 12.5 | 15 | 35000 | 8.5 | 21000 | 1 | HRCU-A-CB |  |  | 275 | 781 | Yes
4105188 | Active | Systems | SMARTCOMFORT TX 5500 R410A HP | TEMPSTAR | TXH537GKA* |  | ENH4X42*21** | OLV112A16A | 34800 | 12.5 | 15 | 35200 | 8.5 | 21400 | 1 | HRCU-A-CB |  |  | 275 | 781 | Yes
4105195 | Active | Systems | SMARTCOMFORT TX 5500 R410A HP | TEMPSTAR | TXH537GKA* |  | ENH4X42*21** | OLV154F20A | 35600 | 12.5 | 15 | 35600 | 8.5 | 21600 | 1 | HRCU-A-CB |  |  | 281 | 781 | Yes
5418611 | Active | Systems | SMARTCOMFORT TX 5500 R410A HP | TEMPSTAR | TXH537GKA* |  | ENH4X48*21** | MV12**17C* | 35400 | 13 | 15.5 | 35000 | 8.5 | 21000 | 1 | HRCU-A-CB |  |  | 270 | 781 | Yes
5418612 | Active | Systems | SMARTCOMFORT TX 5500 R410A HP | TEMPSTAR | TXH537GKA* |  | ENH4X48*21** | MV16**21C* | 35400 | 13 | 15.5 | 35000 | 8.5 | 21000 | 1 | HRCU-A-CB |  |  | 270 | 781 | Yes
3919199 | Active | Systems | SMARTCOMFORT TX 5500 R410A HP | TEMPSTAR | TXH537GKA* |  | FEM4P42**A*+TXV |  | 35600 | 12.5 | 15 | 35400 | 8.5 | 21400 | 1 | HRCU-A-CB |  |  | 281 | 781 | Yes
3919205 | Active | Systems | SMARTCOMFORT TX 5500 R410A HP | TEMPSTAR | TXH537GKA* |  | FVM4X48**** |  | 35800 | 13 | 15 | 35000 | 8.5 | 21000 | 1 | HRCU-A-CB |  |  | 283 | 781 | Yes
3919206 | Active | Systems | SMARTCOMFORT TX 5500 R410A HP | TEMPSTAR | TXH537GKA* |  | FVM4X60**** |  | 36000 | 13 | 15 | 35200 | 9 | 21000 | 1 | HRCU-A-CB |  |  | 284 | 737 | Yes
3919129 | Active | Systems | SMARTCOMFORT TX 5500 R410A HP | TEMPSTAR | TXH537GKA* |  | FXM4X36**A* |  | 35600 | 13 | 15.5 | 35400 | 8.5 | 21400 | 1 | HRCU-A-CB | Yes |  | 272 | 781 | Yes
3919202 | Active | Systems | SMARTCOMFORT TX 5500 R410A HP | TEMPSTAR | TXH537GKA* |  | FXM4X42**A* |  | 35600 | 13 | 15.5 | 35400 | 8.5 | 21400 | 1 | HRCU-A-CB |  |  | 272 | 781 | Yes
5294277 | Active | Systems | SMARTCOMFORT TX 5500 R410A HP | TEMPSTAR | TXH542GKA* |  | EA*4X48*24A* | *8MV*1352422** | 41500 | 12.5 | 15 | 42000 | 8.5 | 25600 | 1 | HRCU-A-CB |  |  | 328 | 892 | Yes
4824491 | Active | Systems | SMARTCOMFORT TX 5500 R410A HP | TEMPSTAR | TXH542GKA* |  | EA*4X48*24A* | *9MV*1202422A** | 41500 | 12.5 | 15 | 42000 | 8.5 | 25800 | 1 | HRCU-A-CB |  |  | 328 | 892 | Yes
4824493 | Active | Systems | SMARTCOMFORT TX 5500 R410A HP | TEMPSTAR | TXH542GKA* |  | EA*4X48*24A* | *9MX*1202422A** | 42000 | 12.5 | 15 | 42000 | 8.5 | 26200 | 1 | HRCU-A-CB |  |  | 332 | 892 | Yes
5418854 | Active | Systems | SMARTCOMFORT TX 5500 R410A HP | TEMPSTAR | TXH542GKA* |  | EA*4X48*24A* | MV16**21C* | 42000 | 12.5 | 15 | 42000 | 8.5 | 26000 | 1 | HRCU-A-CB |  |  | 332 | 892 | Yes
5418855 | Active | Systems | SMARTCOMFORT TX 5500 R410A HP | TEMPSTAR | TXH542GKA* |  | EA*4X48*24A* | MV20**24C* | 41500 | 12.5 | 15 | 42000 | 8.5 | 25800 | 1 | HRCU-A-CB |  |  | 328 | 892 | Yes
5418856 | Active | Systems | SMARTCOMFORT TX 5500 R410A HP | TEMPSTAR | TXH542GKA* |  | EA*4X60*21A* | MV12**17C* | 42000 | 12.7 | 15 | 42000 | 8.5 | 26200 | 1 | HRCU-A-CB |  |  | 332 | 892 | Yes
5418857 | Active | Systems | SMARTCOMFORT TX 5500 R410A HP | TEMPSTAR | TXH542GKA* |  | EA*4X60*21A* | MV16**21C* | 42000 | 12.7 | 15.2 | 42000 | 8.5 | 26000 | 1 | HRCU-A-CB |  |  | 327 | 892 | Yes
5418858 | Active | Systems | SMARTCOMFORT TX 5500 R410A HP | TEMPSTAR | TXH542GKA* |  | EA*4X60*24A* | MV16**21C* | 42000 | 12.7 | 15.2 | 42000 | 8.5 | 26000 | 1 | HRCU-A-CB |  |  | 327 | 892 | Yes
5418859 | Active | Systems | SMARTCOMFORT TX 5500 R410A HP | TEMPSTAR | TXH542GKA* |  | EA*4X60*24A* | MV20**24C* | 42000 | 12.7 | 15.2 | 42000 | 8.8 | 25800 | 1 | HRCU-A-CB |  |  | 327 | 862 | Yes
3979049 | Discontinued | Systems | SMARTCOMFORT TX 5500 R410A HP | TEMPSTAR | TXH542GKA* |  | ED*4X48F** | *8MV*0901716** | 41500 | 12.5 | 15 | 42000 | 8.5 | 26000 | 1 | HRCU-A-CB |  |  | 328 | 892 | Yes
3979051 | Discontinued | Systems | SMARTCOMFORT TX 5500 R410A HP | TEMPSTAR | TXH542GKA* |  | ED*4X48J** | *8MV*1102120** | 41500 | 12.5 | 15 | 42000 | 8.5 | 26000 | 1 | HRCU-A-CB |  |  | 328 | 892 | Yes
3979052 | Discontinued | Systems | SMARTCOMFORT TX 5500 R410A HP | TEMPSTAR | TXH542GKA* |  | ED*4X48J** | *8MX*0902116** | 41500 | 12.5 | 15 | 42000 | 8.5 | 26000 | 1 | HRCU-A-CB |  |  | 328 | 892 | Yes
3979053 | Discontinued | Systems | SMARTCOMFORT TX 5500 R410A HP | TEMPSTAR | TXH542GKA* |  | ED*4X48J** | *8MX*1102120** | 41500 | 12.5 | 15 | 42000 | 8.5 | 25800 | 1 | HRCU-A-CB |  |  | 328 | 892 | Yes
3979054 | Discontinued | Systems | SMARTCOMFORT TX 5500 R410A HP | TEMPSTAR | TXH542GKA* |  | ED*4X48L** | *8MV*1352422** | 41500 | 12.5 | 15 | 42000 | 8.5 | 25800 | 1 | HRCU-A-CB |  |  | 328 | 892 | Yes
3979055 | Discontinued | Systems | SMARTCOMFORT TX 5500 R410A HP | TEMPSTAR | TXH542GKA* |  | ED*4X48L** | *8MX*1352420** | 42000 | 12.5 | 15 | 42000 | 8.5 | 26000 | 1 | HRCU-A-CB |  |  | 332 | 892 | Yes
4824521 | Discontinued | Systems | SMARTCOMFORT TX 5500 R410A HP | TEMPSTAR | TXH542GKA* |  | ED*4X48L** | *9MV*1202422A** | 41500 | 12.5 | 15 | 42000 | 8.5 | 25800 | 1 | HRCU-A-CB |  |  | 328 | 892 | Yes
4824523 | Discontinued | Systems | SMARTCOMFORT TX 5500 R410A HP | TEMPSTAR | TXH542GKA* |  | ED*4X48L** | *9MX*1202422A** | 42000 | 12.5 | 15 | 42000 | 8.5 | 26200 | 1 | HRCU-A-CB |  |  | 332 | 892 | Yes
4105629 | Discontinued | Systems | SMARTCOMFORT TX 5500 R410A HP | TEMPSTAR | TXH542GKA* |  | ED*4X48L** | OLV154F20A | 42000 | 12.5 | 15 | 42000 | 8.5 | 26600 | 1 | HRCU-A-CB |  |  | 332 | 892 | Yes
3979089 | Active | Systems | SMARTCOMFORT TX 5500 R410A HP | TEMPSTAR | TXH542GKA* |  | EHD4X42A** | *8MV*0901716** | 41500 | 12.5 | 15 | 42000 | 8.5 | 26000 | 1 | HRCU-A-CB |  |  | 328 | 892 | Yes
3979093 | Active | Systems | SMARTCOMFORT TX 5500 R410A HP | TEMPSTAR | TXH542GKA* |  | EHD4X42A** | *8MX*0902116** | 41500 | 12.5 | 15 | 42000 | 8.5 | 26000 | 1 | HRCU-A-CB |  |  | 328 | 892 | Yes
4824599 | Active | Systems | SMARTCOMFORT TX 5500 R410A HP | TEMPSTAR | TXH542GKA* |  | EHD4X42A** | *9MA*1202422A** | 41500 | 12.5 | 15 | 42000 | 8.5 | 25600 | 1 | HRCU-A-CB |  |  | 328 | 892 | Yes
4824603 | Active | Systems | SMARTCOMFORT TX 5500 R410A HP | TEMPSTAR | TXH542GKA* |  | EHD4X42A** | *9MV*1202422A** | 41500 | 12.5 | 15 | 42000 | 8.5 | 25800 | 1 | HRCU-A-CB |  |  | 328 | 892 | Yes
4824607 | Active | Systems | SMARTCOMFORT TX 5500 R410A HP | TEMPSTAR | TXH542GKA* |  | EHD4X42A** | *9MX*1202422A** | 42000 | 12.5 | 15 | 42000 | 8.5 | 26200 | 1 | HRCU-A-CB |  |  | 332 | 892 | Yes
5418876 | Active | Systems | SMARTCOMFORT TX 5500 R410A HP | TEMPSTAR | TXH542GKA* |  | EHD4X42A** | MV16**21C* | 42000 | 12.5 | 15 | 42000 | 8.5 | 26000 | 1 | HRCU-A-CB |  |  | 332 | 892 | Yes
5418877 | Active | Systems | SMARTCOMFORT TX 5500 R410A HP | TEMPSTAR | TXH542GKA* |  | EHD4X42A** | MV20**24C* | 42000 | 12.5 | 15 | 42000 | 8.5 | 25800 | 1 | HRCU-A-CB |  |  | 332 | 892 | Yes
4105650 | Active | Systems | SMARTCOMFORT TX 5500 R410A HP | TEMPSTAR | TXH542GKA* |  | EHD4X42A** | OLV154F20A | 42000 | 12.5 | 15 | 42000 | 8.5 | 26800 | 1 | HRCU-A-CB |  |  | 332 | 892 | Yes
3979098 | Active | Systems | SMARTCOMFORT TX 5500 R410A HP | TEMPSTAR | TXH542GKA* |  | EHD4X48A** | *8MV*1102120** | 41500 | 12.5 | 15 | 42000 | 8.5 | 26000 | 1 | HRCU-A-CB |  |  | 328 | 892 | Yes
3979099 | Active | Systems | SMARTCOMFORT TX 5500 R410A HP | TEMPSTAR | TXH542GKA* |  | EHD4X48A** | *8MV*1352422** | 42000 | 12.5 | 15 | 42000 | 8.5 | 25800 | 1 | HRCU-A-CB |  |  | 332 | 892 | Yes
3979101 | Active | Systems | SMARTCOMFORT TX 5500 R410A HP | TEMPSTAR | TXH542GKA* |  | EHD4X48A** | *8MX*0902116** | 42000 | 12.5 | 15 | 42000 | 8.5 | 26000 | 1 | HRCU-A-CB |  |  | 332 | 892 | Yes
3979102 | Active | Systems | SMARTCOMFORT TX 5500 R410A HP | TEMPSTAR | TXH542GKA* |  | EHD4X48A** | *8MX*1102120** | 42000 | 12.5 | 15 | 42000 | 8.5 | 26000 | 1 | HRCU-A-CB |  |  | 332 | 892 | Yes
5161504 | Active | Systems | SMARTCOMFORT TX 5500 R410A HP | TEMPSTAR | TXH542GKA* |  | EHD4X48A** | *9MA*1002122A** | 42000 | 12.5 | 15 | 42000 | 8.5 | 26000 | 1 | HRCU-A-CB |  |  | 332 | 892 | Yes
4824611 | Active | Systems | SMARTCOMFORT TX 5500 R410A HP | TEMPSTAR | TXH542GKA* |  | EHD4X48A** | *9MA*1202422A** | 41500 | 12.5 | 15 | 42000 | 8.5 | 25800 | 1 | HRCU-A-CB |  |  | 328 | 892 | Yes
5161506 | Active | Systems | SMARTCOMFORT TX 5500 R410A HP | TEMPSTAR | TXH542GKA* |  | EHD4X48A** | *9MV*1002120A** | 42000 | 12.5 | 15 | 42000 | 8.5 | 25800 | 1 | HRCU-A-CB |  |  | 332 | 892 | Yes
4824615 | Active | Systems | SMARTCOMFORT TX 5500 R410A HP | TEMPSTAR | TXH542GKA* |  | EHD4X48A** | *9MV*1202422A** | 42000 | 12.5 | 15 | 42000 | 8.5 | 26000 | 1 | HRCU-A-CB |  |  | 332 | 892 | Yes
5161508 | Active | Systems | SMARTCOMFORT TX 5500 R410A HP | TEMPSTAR | TXH542GKA* |  | EHD4X48A** | *9MX*1002120A** | 42000 | 12.5 | 15 | 42000 | 8.5 | 26000 | 1 | HRCU-A-CB |  |  | 332 | 892 | Yes
4824619 | Active | Systems | SMARTCOMFORT TX 5500 R410A HP | TEMPSTAR | TXH542GKA* |  | EHD4X48A** | *9MX*1202422A** | 42000 | 12.5 | 15 | 42000 | 8.5 | 26200 | 1 | HRCU-A-CB |  |  | 332 | 892 | Yes
5418878 | Active | Systems | SMARTCOMFORT TX 5500 R410A HP | TEMPSTAR | TXH542GKA* |  | EHD4X48A** | MV12**17C* | 42000 | 12.5 | 15 | 42000 | 8.5 | 26200 | 1 | HRCU-A-CB |  |  | 332 | 892 | Yes
5418879 | Active | Systems | SMARTCOMFORT TX 5500 R410A HP | TEMPSTAR | TXH542GKA* |  | EHD4X48A** | MV16**21C* | 42000 | 12.7 | 15 | 42000 | 8.5 | 26000 | 1 | HRCU-A-CB |  |  | 332 | 892 | Yes
5418880 | Active | Systems | SMARTCOMFORT TX 5500 R410A HP | TEMPSTAR | TXH542GKA* |  | EHD4X48A** | MV20**24C* | 42000 | 12.7 | 15 | 42000 | 8.5 | 26000 | 1 | HRCU-A-CB |  |  | 332 | 892 | Yes
3979117 | Active | Systems | SMARTCOMFORT TX 5500 R410A HP | TEMPSTAR | TXH542GKA* |  | EHD4X48A** | NOMV156E19* | 41500 | 12.5 | 15 | 42000 | 8.5 | 26000 | 1 | HRCU-A-CB |  |  | 328 | 892 | Yes
4105671 | Active | Systems | SMARTCOMFORT TX 5500 R410A HP | TEMPSTAR | TXH542GKA* |  | EHD4X48A** | OLV154F20A | 42000 | 12.5 | 15 | 42000 | 8.5 | 26800 | 1 | HRCU-A-CB |  |  | 332 | 892 | Yes
5418881 | Active | Systems | SMARTCOMFORT TX 5500 R410A HP | TEMPSTAR | TXH542GKA* |  | EHD4X60A** | MV12**17C* | 42000 | 12.7 | 15.2 | 42000 | 8.5 | 26200 | 1 | HRCU-A-CB |  |  | 327 | 892 | Yes
5418882 | Active | Systems | SMARTCOMFORT TX 5500 R410A HP | TEMPSTAR | TXH542GKA* |  | EHD4X60A** | MV16**21C* | 42000 | 13 | 15.5 | 42000 | 8.8 | 26000 | 1 | HRCU-A-CB |  |  | 321 | 862 | Yes
5418883 | Active | Systems | SMARTCOMFORT TX 5500 R410A HP | TEMPSTAR | TXH542GKA* |  | EHD4X60A** | MV20**24C* | 42000 | 13 | 15.5 | 42000 | 8.8 | 26000 | 1 | HRCU-A-CB |  |  | 321 | 862 | Yes
3979068 | Active | Systems | SMARTCOMFORT TX 5500 R410A HP | TEMPSTAR | TXH542GKA* |  | EN(A,D)4X48*24** | *8MV*1352422** | 41500 | 12.5 | 15 | 42000 | 8.5 | 25800 | 1 | HRCU-A-CB |  |  | 328 | 892 | Yes
3979069 | Active | Systems | SMARTCOMFORT TX 5500 R410A HP | TEMPSTAR | TXH542GKA* |  | EN(A,D)4X48*24** | *8MX*1352420** | 42000 | 12.5 | 15 | 42000 | 8.5 | 26000 | 1 | HRCU-A-CB |  |  | 332 | 892 | Yes
4824555 | Active | Systems | SMARTCOMFORT TX 5500 R410A HP | TEMPSTAR | TXH542GKA* |  | EN(A,D)4X48*24** | *9MA*1202422A** | 41500 | 12.5 | 15 | 42000 | 8.5 | 25600 | 1 | HRCU-A-CB |  |  | 328 | 892 | Yes
4824557 | Active | Systems | SMARTCOMFORT TX 5500 R410A HP | TEMPSTAR | TXH542GKA* |  | EN(A,D)4X48*24** | *9MV*1202422A** | 41500 | 12.5 | 15 | 42000 | 8.5 | 25800 | 1 | HRCU-A-CB |  |  | 328 | 892 | Yes
4824559 | Active | Systems | SMARTCOMFORT TX 5500 R410A HP | TEMPSTAR | TXH542GKA* |  | EN(A,D)4X48*24** | *9MX*1202422A** | 42000 | 12.5 | 15 | 42000 | 8.5 | 26200 | 1 | HRCU-A-CB |  |  | 332 | 892 | Yes
5418865 | Active | Systems | SMARTCOMFORT TX 5500 R410A HP | TEMPSTAR | TXH542GKA* |  | EN(A,D)4X48*24** | MV16**21C* | 42000 | 12.7 | 15 | 42000 | 8.5 | 26000 | 1 | HRCU-A-CB |  |  | 332 | 892 | Yes
5418866 | Active | Systems | SMARTCOMFORT TX 5500 R410A HP | TEMPSTAR | TXH542GKA* |  | EN(A,D)4X48*24** | MV20**24C* | 42000 | 12.7 | 15 | 42000 | 8.5 | 25800 | 1 | HRCU-A-CB |  |  | 332 | 892 | Yes
4105454 | Active | Systems | SMARTCOMFORT TX 5500 R410A HP | TEMPSTAR | TXH542GKA* |  | EN(A,D)4X48*24** | OLV154F20A | 42000 | 12.5 | 15 | 42000 | 8.5 | 26600 | 1 | HRCU-A-CB |  |  | 332 | 892 | Yes
3979064 | Active | Systems | SMARTCOMFORT TX 5500 R410A HP | TEMPSTAR | TXH542GKA* |  | EN(A,D,W)4X48*21** | *8MV*1102120** | 41500 | 12.5 | 15 | 42000 | 8.5 | 25800 | 1 | HRCU-A-CB |  |  | 328 | 892 | Yes
3979065 | Active | Systems | SMARTCOMFORT TX 5500 R410A HP | TEMPSTAR | TXH542GKA* |  | EN(A,D,W)4X48*21** | *8MX*0902116** | 42000 | 12.5 | 15 | 42000 | 8.5 | 26000 | 1 | HRCU-A-CB |  |  | 332 | 892 | Yes
3979066 | Active | Systems | SMARTCOMFORT TX 5500 R410A HP | TEMPSTAR | TXH542GKA* |  | EN(A,D,W)4X48*21** | *8MX*1102120** | 42000 | 12.5 | 15 | 42000 | 8.5 | 26000 | 1 | HRCU-A-CB |  |  | 332 | 892 | Yes
5418864 | Active | Systems | SMARTCOMFORT TX 5500 R410A HP | TEMPSTAR | TXH542GKA* |  | EN(A,D,W)4X48*21** | MV16**21C* | 42000 | 12.7 | 15 | 42000 | 8.5 | 26000 | 1 | HRCU-A-CB |  |  | 332 | 892 | Yes
3979112 | Active | Systems | SMARTCOMFORT TX 5500 R410A HP | TEMPSTAR | TXH542GKA* |  | EN(A,D,W)4X48*21** | NOMV156E19* | 41500 | 12.5 | 15 | 42000 | 8.5 | 25800 | 1 | HRCU-A-CB |  |  | 328 | 892 | Yes
5418867 | Active | Systems | SMARTCOMFORT TX 5500 R410A HP | TEMPSTAR | TXH542GKA* |  | EN(A,D,W)4X60*24** | MV16**21C* | 42000 | 12.7 | 15.2 | 42000 | 8.5 | 26000 | 1 | HRCU-A-CB |  |  | 327 | 892 | Yes
5418868 | Active | Systems | SMARTCOMFORT TX 5500 R410A HP | TEMPSTAR | TXH542GKA* |  | EN(A,D,W)4X60*24** | MV20**24C* | 42000 | 12.7 | 15.2 | 42000 | 8.8 | 25800 | 1 | HRCU-A-CB |  |  | 327 | 862 | Yes
3979081 | Active | Systems | SMARTCOMFORT TX 5500 R410A HP | TEMPSTAR | TXH542GKA* |  | ENH4X48*21** | *8MV*0901716** | 41500 | 12.5 | 15 | 42000 | 8.5 | 25800 | 1 | HRCU-A-CB |  |  | 328 | 892 | Yes
3979082 | Active | Systems | SMARTCOMFORT TX 5500 R410A HP | TEMPSTAR | TXH542GKA* |  | ENH4X48*21** | *8MV*1102120** | 41500 | 12.5 | 15 | 42000 | 8.5 | 25800 | 1 | HRCU-A-CB |  |  | 328 | 892 | Yes
3979083 | Active | Systems | SMARTCOMFORT TX 5500 R410A HP | TEMPSTAR | TXH542GKA* |  | ENH4X48*21** | *8MV*1352422** | 41500 | 12.5 | 15 | 42000 | 8.5 | 25800 | 1 | HRCU-A-CB |  |  | 328 | 892 | Yes
3979085 | Active | Systems | SMARTCOMFORT TX 5500 R410A HP | TEMPSTAR | TXH542GKA* |  | ENH4X48*21** | *8MX*0902116** | 42000 | 12.5 | 15 | 42000 | 8.5 | 26000 | 1 | HRCU-A-CB |  |  | 332 | 892 | Yes
3979086 | Active | Systems | SMARTCOMFORT TX 5500 R410A HP | TEMPSTAR | TXH542GKA* |  | ENH4X48*21** | *8MX*1102120** | 42000 | 12.5 | 15 | 42000 | 8.5 | 26000 | 1 | HRCU-A-CB |  |  | 332 | 892 | Yes
3979087 | Active | Systems | SMARTCOMFORT TX 5500 R410A HP | TEMPSTAR | TXH542GKA* |  | ENH4X48*21** | *8MX*1352420** | 42000 | 12.5 | 15 | 42000 | 8.5 | 26000 | 1 | HRCU-A-CB |  |  | 332 | 892 | Yes
5161490 | Active | Systems | SMARTCOMFORT TX 5500 R410A HP | TEMPSTAR | TXH542GKA* |  | ENH4X48*21** | *9MA*1002122A** | 41500 | 12.5 | 15 | 42000 | 8.5 | 25800 | 1 | HRCU-A-CB |  |  | 328 | 892 | Yes
4824587 | Active | Systems | SMARTCOMFORT TX 5500 R410A HP | TEMPSTAR | TXH542GKA* |  | ENH4X48*21** | *9MA*1202422A** | 41500 | 12.5 | 15 | 42000 | 8.5 | 25600 | 1 | HRCU-A-CB |  |  | 328 | 892 | Yes
5161492 | Active | Systems | SMARTCOMFORT TX 5500 R410A HP | TEMPSTAR | TXH542GKA* |  | ENH4X48*21** | *9MV*1002120A** | 41500 | 12.5 | 15 | 42000 | 8.5 | 25800 | 1 | HRCU-A-CB |  |  | 328 | 892 | Yes
4824591 | Active | Systems | SMARTCOMFORT TX 5500 R410A HP | TEMPSTAR | TXH542GKA* |  | ENH4X48*21** | *9MV*1202422A** | 41500 | 12.5 | 15 | 42000 | 8.5 | 25800 | 1 | HRCU-A-CB |  |  | 328 | 892 | Yes
5161494 | Active | Systems | SMARTCOMFORT TX 5500 R410A HP | TEMPSTAR | TXH542GKA* |  | ENH4X48*21** | *9MX*1002120A** | 42000 | 12.5 | 15 | 42000 | 8.5 | 26000 | 1 | HRCU-A-CB |  |  | 332 | 892 | Yes
4824595 | Active | Systems | SMARTCOMFORT TX 5500 R410A HP | TEMPSTAR | TXH542GKA* |  | ENH4X48*21** | *9MX*1202422A** | 42000 | 12.5 | 15 | 42000 | 8.5 | 26200 | 1 | HRCU-A-CB |  |  | 332 | 892 | Yes
5418872 | Active | Systems | SMARTCOMFORT TX 5500 R410A HP | TEMPSTAR | TXH542GKA* |  | ENH4X48*21** | MV16**21C* | 42000 | 12.7 | 15 | 42000 | 8.5 | 26000 | 1 | HRCU-A-CB |  |  | 332 | 892 | Yes
3979115 | Active | Systems | SMARTCOMFORT TX 5500 R410A HP | TEMPSTAR | TXH542GKA* |  | ENH4X48*21** | NOMV156E19* | 41500 | 12.5 | 15 | 42000 | 8.5 | 25800 | 1 | HRCU-A-CB |  |  | 328 | 892 | Yes
4105559 | Active | Systems | SMARTCOMFORT TX 5500 R410A HP | TEMPSTAR | TXH542GKA* |  | ENH4X48*21** | OLV154F20A | 42000 | 12.5 | 15 | 42000 | 8.5 | 26600 | 1 | HRCU-A-CB |  |  | 332 | 892 | Yes
5418873 | Active | Systems | SMARTCOMFORT TX 5500 R410A HP | TEMPSTAR | TXH542GKA* |  | ENH4X60*24** | MV16**21C* | 42000 | 12.7 | 15.2 | 42000 | 8.5 | 26000 | 1 | HRCU-A-CB |  |  | 327 | 892 | Yes
5418874 | Active | Systems | SMARTCOMFORT TX 5500 R410A HP | TEMPSTAR | TXH542GKA* |  | ENH4X60*24** | MV20**24C* | 42000 | 12.7 | 15.2 | 42000 | 8.8 | 25800 | 1 | HRCU-A-CB |  |  | 327 | 862 | Yes
3692900 | Active | Systems | SMARTCOMFORT TX 5500 R410A HP | TEMPSTAR | TXH542GKA* |  | FEM4P48**A*+TXV |  | 42000 | 12.5 | 15 | 42000 | 8.5 | 26400 | 1 | HRCU-A-CB |  |  | 332 | 892 | Yes
3650161 | Active | Systems | SMARTCOMFORT TX 5500 R410A HP | TEMPSTAR | TXH542GKA* |  | FVM4X48**** |  | 42000 | 12.5 | 15.5 | 42000 | 8.7 | 25800 | 1 | HRCU-A-CB |  |  | 321 | 872 | Yes
3650246 | Active | Systems | SMARTCOMFORT TX 5500 R410A HP | TEMPSTAR | TXH542GKA* |  | FXM4X42**A* |  | 41500 | 12.5 | 15 | 36800 | 8.7 | 26400 | 1 | HRCU-A-CB | Yes |  | 328 | 763 | Yes
3650259 | Active | Systems | SMARTCOMFORT TX 5500 R410A HP | TEMPSTAR | TXH542GKA* |  | FXM4X48**A* |  | 42000 | 13 | 15.5 | 42000 | 8.6 | 26400 | 1 | HRCU-A-CB |  |  | 321 | 882 | Yes
3670740 | Active | Systems | SMARTCOMFORT TX 5500 R410A HP | TEMPSTAR | TXH548GKA* |  | FEM4X60**** |  | 47500 | 12.5 | 15 | 46000 | 8.5 | 29200 | 1 | HRCU-A-CB |  |  | 375 | 1115 | Yes
3650183 | Active | Systems | SMARTCOMFORT TX 5500 R410A HP | TEMPSTAR | TXH548GKA* |  | FVM4X60**** |  | 47000 | 12.7 | 15.5 | 44500 | 8.5 | 28400 | 1 | HRCU-A-CB |  |  | 359 | 892 | Yes
3650260 | Active | Systems | SMARTCOMFORT TX 5500 R410A HP | TEMPSTAR | TXH548GKA* |  | FXM4X48**A* |  | 47500 | 12.5 | 15 | 45500 | 8.5 | 29000 | 1 | HRCU-A-CB | Yes |  | 375 | 1115 | Yes
3650267 | Active | Systems | SMARTCOMFORT TX 5500 R410A HP | TEMPSTAR | TXH548GKA* |  | FXM4X60**A* |  | 48000 | 12.5 | 15 | 45500 | 8.5 | 29000 | 1 | HRCU-A-CB |  |  | 379 | 1115 | Yes
3670626 | Active | Systems | SMARTCOMFORT TX 5500 R410A HP | TEMPSTAR | TXH560GKA* |  | FXM4X60**A* |  | 57000 | 12.5 | 15 | 56000 | 8.5 | 35400 | 1 | HRCU-A-CB | Yes |  | 450 | 1339 | Yes