## KeepRite
AHRI Certified Ref # | Model Status | Manufacturer Type | Trade/Brand Name | Outdoor Unit Manufacturer | Outdoor Unit Model | Indoor Unit Manufacturer(Mix-Match) | Indoor Unit Model | Furnace Model | Cooling Capacity (BTUH) | Cooling EER | Cooling SEER | High Heating 47 F Capacity (Btuh) | High Heating 47 F HSPF | Low Heating 17 F Capacity (Btuh) | Phase | ARI Type | HSVTC | Exclusively for Export | Est. National Avg. Annual Operating Cooling Cost ($) | Est. National Avg. Annual Operating Heating Cost ($) | Eligible for Federal Tax Credit
5373405 | Active | Systems | KEEPRITE 13 R410A HP | KEEPRITE | C4H324GKD* |  | EHD4X30A** | *9MA*0802120A** | 23200 | 12.5 | 15.2 | 23200 | 8.5 | 14600 | 1 | HRCU-A-CB |  |  | 181 | 558 | Yes
5373406 | Active | Systems | KEEPRITE 13 R410A HP | KEEPRITE | C4H324GKD* |  | EHD4X30A** | *9MA*1002122A** | 23200 | 12.5 | 15.2 | 23200 | 8.5 | 14600 | 1 | HRCU-A-CB |  |  | 181 | 558 | Yes
5373407 | Active | Systems | KEEPRITE 13 R410A HP | KEEPRITE | C4H324GKD* |  | EHD4X30A** | *9MV*0802120A** | 23000 | 12.5 | 15.2 | 23200 | 8.5 | 14500 | 1 | HRCU-A-CB |  |  | 179 | 558 | Yes
5373408 | Active | Systems | KEEPRITE 13 R410A HP | KEEPRITE | C4H324GKD* |  | EHD4X30A** | *9MV*1002120A** | 23200 | 12.5 | 15.2 | 23200 | 8.5 | 14600 | 1 | HRCU-A-CB |  |  | 181 | 558 | Yes
5245377 | Discontinued | Systems | SXT+ R410A HP | KEEPRITE | CCH624GKA* |  | EA*4X24*14A* | *8MX*0451408** | 23600 | 12.5 | 15.7 | 25400 | 8.7 | 15400 | 1 | HRCU-A-CB |  |  | 178 | 545 | Yes
5426621 | Discontinued | Systems | SXT+ R410A HP | KEEPRITE | CCH624GKA* |  | EA*4X24*14A* | MV08**14C* | 23400 | 12.7 | 16.2 | 25200 | 8.5 | 15200 | 1 | HRCU-A-CB |  |  | 171 | 558 | Yes
5245425 | Discontinued | Systems | SXT+ R410A HP | KEEPRITE | CCH624GKA* |  | EA*4X24*14A*+WALLCON | *8MV*0701412** | 23600 | 12.7 | 16 | 25200 | 8.7 | 15300 | 1 | HRCU-A-CB |  |  | 175 | 545 | Yes
5245530 | Discontinued | Systems | SXT+ R410A HP | KEEPRITE | CCH624GKA* |  | EA*4X24*17A* | *9MV*0601714A** | 23400 | 12.5 | 16 | 25200 | 8.7 | 15300 | 1 | HRCU-A-CB |  |  | 173 | 545 | Yes
5245531 | Discontinued | Systems | SXT+ R410A HP | KEEPRITE | CCH624GKA* |  | EA*4X24*17A* | *9MV*0801716A** | 23600 | 12.5 | 16 | 25200 | 8.7 | 15300 | 1 | HRCU-A-CB |  |  | 175 | 545 | Yes
5245466 | Discontinued | Systems | SXT+ R410A HP | KEEPRITE | CCH624GKA* |  | EA*4X24*17A* | *9MX*0601714A** | 24400 | 12.5 | 16 | 25600 | 9 | 15900 | 1 | HRCU-A-CB |  |  | 181 | 527 | Yes
5426622 | Discontinued | Systems | SXT+ R410A HP | KEEPRITE | CCH624GKA* |  | EA*4X24*17A* | MV08**14C* | 23400 | 12.7 | 16.2 | 25000 | 8.5 | 15200 | 1 | HRCU-A-CB |  |  | 171 | 558 | Yes
5426623 | Discontinued | Systems | SXT+ R410A HP | KEEPRITE | CCH624GKA* |  | EA*4X24*17A* | MV12**17C* | 23600 | 12.7 | 16.2 | 25200 | 8.8 | 15200 | 1 | HRCU-A-CB |  |  | 172 | 539 | Yes
5426652 | Discontinued | Systems | SXT+ R410A HP | KEEPRITE | CCH624GKA* |  | EA*4X24*17A* | NOMV106D12* | 24200 | 12.5 | 15.7 | 25800 | 8.5 | 15600 | 1 | HRCU-A-CB |  |  | 183 | 558 | Yes
5689767 | Active | Systems | SXT+ R410A HP | KEEPRITE | CCH624GKA* |  | EA*4X24*17A* | OMV098J12* | 23800 | 12.5 | 16 | 25400 | 8.5 | 15400 | 1 | HRCU-A-CB |  |  | 176 | 558 | Yes
5245380 | Discontinued | Systems | SXT+ R410A HP | KEEPRITE | CCH624GKA* |  | EA*4X24*17A* | OMV112K14A | 23600 | 12.7 | 16 | 25200 | 8.7 | 15300 | 1 | HRCU-A-CB |  |  | 175 | 545 | Yes
5245426 | Discontinued | Systems | SXT+ R410A HP | KEEPRITE | CCH624GKA* |  | EA*4X24*17A*+WALLCON | *8MV*0901716** | 23800 | 13 | 16.2 | 25200 | 8.7 | 15200 | 1 | HRCU-A-CB |  |  | 174 | 545 | Yes
5245492 | Discontinued | Systems | SXT+ R410A HP | KEEPRITE | CCH624GKA* |  | EA*4X24*17A*+WALLCON | *9MA*0601714A** | 23600 | 12.5 | 16 | 25200 | 8.5 | 15400 | 1 | HRCU-A-CB |  |  | 175 | 558 | Yes
5245493 | Discontinued | Systems | SXT+ R410A HP | KEEPRITE | CCH624GKA* |  | EA*4X24*17A*+WALLCON | *9MA*0801714A** | 23600 | 12.5 | 16 | 25400 | 8.7 | 15300 | 1 | HRCU-A-CB |  |  | 175 | 545 | Yes
5245381 | Discontinued | Systems | SXT+ R410A HP | KEEPRITE | CCH624GKA* |  | EA*4X30*14A* | *8MX*0451408** | 23800 | 12.5 | 15.7 | 25600 | 8.7 | 15500 | 1 | HRCU-A-CB |  |  | 179 | 545 | Yes
5426624 | Discontinued | Systems | SXT+ R410A HP | KEEPRITE | CCH624GKA* |  | EA*4X30*14A* | MV08**14C* | 23400 | 12.7 | 16.2 | 25200 | 8.8 | 15200 | 1 | HRCU-A-CB |  |  | 171 | 539 | Yes
5245427 | Discontinued | Systems | SXT+ R410A HP | KEEPRITE | CCH624GKA* |  | EA*4X30*14A*+WALLCON | *8MV*0701412** | 23600 | 12.7 | 16 | 25400 | 8.7 | 15300 | 1 | HRCU-A-CB |  |  | 175 | 545 | Yes
5245534 | Discontinued | Systems | SXT+ R410A HP | KEEPRITE | CCH624GKA* |  | EA*4X30*17A* | *9MV*0601714A** | 23600 | 12.5 | 16 | 25400 | 8.7 | 15400 | 1 | HRCU-A-CB |  |  | 175 | 545 | Yes
5245535 | Discontinued | Systems | SXT+ R410A HP | KEEPRITE | CCH624GKA* |  | EA*4X30*17A* | *9MV*0801716A** | 23800 | 12.7 | 16 | 25400 | 9 | 15400 | 1 | HRCU-A-CB |  |  | 176 | 527 | Yes
5426625 | Discontinued | Systems | SXT+ R410A HP | KEEPRITE | CCH624GKA* |  | EA*4X30*17A* | MV08**14C* | 23600 | 12.7 | 16.2 | 25200 | 8.8 | 15200 | 1 | HRCU-A-CB |  |  | 172 | 539 | Yes
5426626 | Discontinued | Systems | SXT+ R410A HP | KEEPRITE | CCH624GKA* |  | EA*4X30*17A* | MV12**17C* | 23600 | 12.7 | 16.2 | 25200 | 8.8 | 15200 | 1 | HRCU-A-CB |  |  | 172 | 539 | Yes
5426653 | Discontinued | Systems | SXT+ R410A HP | KEEPRITE | CCH624GKA* |  | EA*4X30*17A* | NOMV106D12* | 24200 | 12.7 | 15.7 | 25800 | 8.5 | 15600 | 1 | HRCU-A-CB |  |  | 183 | 558 | Yes
5689783 | Active | Systems | SXT+ R410A HP | KEEPRITE | CCH624GKA* |  | EA*4X30*17A* | OMV098J12* | 23800 | 12.5 | 16 | 25600 | 8.7 | 15500 | 1 | HRCU-A-CB |  |  | 176 | 545 | Yes
5245384 | Discontinued | Systems | SXT+ R410A HP | KEEPRITE | CCH624GKA* |  | EA*4X30*17A* | OMV112K14A | 23600 | 12.7 | 16.2 | 25200 | 9 | 15300 | 1 | HRCU-A-CB |  |  | 172 | 527 | Yes
5245428 | Discontinued | Systems | SXT+ R410A HP | KEEPRITE | CCH624GKA* |  | EA*4X30*17A*+WALLCON | *8MV*0901716** | 23800 | 13 | 16.2 | 25200 | 8.7 | 15200 | 1 | HRCU-A-CB |  |  | 174 | 545 | Yes
5245494 | Discontinued | Systems | SXT+ R410A HP | KEEPRITE | CCH624GKA* |  | EA*4X30*17A*+WALLCON | *9MA*0601714A** | 23600 | 12.5 | 16 | 25200 | 8.7 | 15400 | 1 | HRCU-A-CB |  |  | 175 | 545 | Yes
5245495 | Discontinued | Systems | SXT+ R410A HP | KEEPRITE | CCH624GKA* |  | EA*4X30*17A*+WALLCON | *9MA*0801714A** | 23600 | 12.5 | 16 | 25400 | 8.7 | 15400 | 1 | HRCU-A-CB |  |  | 175 | 545 | Yes
5245385 | Discontinued | Systems | SXT+ R410A HP | KEEPRITE | CCH624GKA* |  | EA*4X36*14A* | *8MX*0451408** | 23800 | 12.5 | 16 | 25600 | 8.7 | 15500 | 1 | HRCU-A-CB |  |  | 176 | 545 | Yes
5426627 | Discontinued | Systems | SXT+ R410A HP | KEEPRITE | CCH624GKA* |  | EA*4X36*14A* | MV08**14C* | 23600 | 12.7 | 16.2 | 25200 | 8.8 | 15200 | 1 | HRCU-A-CB |  |  | 172 | 539 | Yes
5245429 | Discontinued | Systems | SXT+ R410A HP | KEEPRITE | CCH624GKA* |  | EA*4X36*14A*+WALLCON | *8MV*0701412** | 23800 | 12.7 | 16.2 | 25000 | 8.7 | 15300 | 1 | HRCU-A-CB |  |  | 174 | 545 | Yes
5245538 | Discontinued | Systems | SXT+ R410A HP | KEEPRITE | CCH624GKA* |  | EA*4X36*17A* | *9MV*0601714A** | 23600 | 12.5 | 16 | 25000 | 9 | 15400 | 1 | HRCU-A-CB |  |  | 175 | 527 | Yes
5245539 | Discontinued | Systems | SXT+ R410A HP | KEEPRITE | CCH624GKA* |  | EA*4X36*17A* | *9MV*0801716A** | 23800 | 12.7 | 16 | 25000 | 9 | 15400 | 1 | HRCU-A-CB |  |  | 176 | 527 | Yes
5426628 | Discontinued | Systems | SXT+ R410A HP | KEEPRITE | CCH624GKA* |  | EA*4X36*17A* | MV08**14C* | 23600 | 12.7 | 16.2 | 25200 | 8.8 | 15200 | 1 | HRCU-A-CB |  |  | 172 | 539 | Yes
5426629 | Discontinued | Systems | SXT+ R410A HP | KEEPRITE | CCH624GKA* |  | EA*4X36*17A* | MV12**17C* | 23800 | 13 | 16.2 | 25200 | 9 | 15200 | 1 | HRCU-A-CB |  |  | 174 | 527 | Yes
5426654 | Discontinued | Systems | SXT+ R410A HP | KEEPRITE | CCH624GKA* |  | EA*4X36*17A* | NOMV106D12* | 24200 | 12.7 | 16 | 25800 | 8.5 | 15600 | 1 | HRCU-A-CB |  |  | 179 | 558 | Yes
5689799 | Active | Systems | SXT+ R410A HP | KEEPRITE | CCH624GKA* |  | EA*4X36*17A* | OMV098J12* | 23800 | 12.5 | 16 | 25600 | 8.7 | 15500 | 1 | HRCU-A-CB |  |  | 176 | 545 | Yes
5245388 | Discontinued | Systems | SXT+ R410A HP | KEEPRITE | CCH624GKA* |  | EA*4X36*17A* | OMV112K14A | 23600 | 13 | 16.2 | 25200 | 9 | 15300 | 1 | HRCU-A-CB |  |  | 172 | 527 | Yes
5245430 | Discontinued | Systems | SXT+ R410A HP | KEEPRITE | CCH624GKA* |  | EA*4X36*17A*+WALLCON | *8MV*0901716** | 23800 | 13 | 16.2 | 25000 | 8.7 | 15300 | 1 | HRCU-A-CB |  |  | 174 | 545 | Yes
5245496 | Discontinued | Systems | SXT+ R410A HP | KEEPRITE | CCH624GKA* |  | EA*4X36*17A*+WALLCON | *9MA*0601714A** | 23600 | 12.5 | 16 | 25000 | 8.7 | 15400 | 1 | HRCU-A-CB |  |  | 175 | 545 | Yes
5245497 | Discontinued | Systems | SXT+ R410A HP | KEEPRITE | CCH624GKA* |  | EA*4X36*17A*+WALLCON | *9MA*0801714A** | 23800 | 12.7 | 16 | 25000 | 8.7 | 15400 | 1 | HRCU-A-CB |  |  | 176 | 545 | Yes
5245540 | Discontinued | Systems | SXT+ R410A HP | KEEPRITE | CCH624GKA* |  | EA*4X36*21A* | *9MV*0601714A** | 23800 | 12.7 | 16 | 25000 | 9 | 15400 | 1 | HRCU-A-CB |  |  | 176 | 527 | Yes
5245541 | Discontinued | Systems | SXT+ R410A HP | KEEPRITE | CCH624GKA* |  | EA*4X36*21A* | *9MV*0801716A** | 24000 | 13 | 16.2 | 25200 | 9 | 15400 | 1 | HRCU-A-CB |  |  | 175 | 527 | Yes
5245581 | Discontinued | Systems | SXT+ R410A HP | KEEPRITE | CCH624GKA* |  | EA*4X36*21A* | *9MV*0802120A** | 24200 | 13 | 16.5 | 25400 | 9.2 | 15500 | 1 | HRCU-A-CB |  |  | 174 | 515 | Yes
5245582 | Discontinued | Systems | SXT+ R410A HP | KEEPRITE | CCH624GKA* |  | EA*4X36*21A* | *9MV*1002120A** | 24600 | 13 | 16.5 | 25600 | 9.5 | 15600 | 1 | HRCU-A-CB |  |  | 177 | 499 | Yes
5426630 | Discontinued | Systems | SXT+ R410A HP | KEEPRITE | CCH624GKA* |  | EA*4X36*21A* | MV12**17C* | 23800 | 13 | 16.5 | 25200 | 9 | 15200 | 1 | HRCU-A-CB |  |  | 171 | 527 | Yes
5426655 | Discontinued | Systems | SXT+ R410A HP | KEEPRITE | CCH624GKA* |  | EA*4X36*21A* | NOMV106D12* | 24400 | 12.7 | 16 | 25800 | 8.5 | 15500 | 1 | HRCU-A-CB |  |  | 181 | 558 | Yes
5245431 | Discontinued | Systems | SXT+ R410A HP | KEEPRITE | CCH624GKA* |  | EA*4X36*21A*+WALLCON | *8MV*1102120** | 23800 | 13 | 16.5 | 25000 | 9.2 | 15300 | 1 | HRCU-A-CB |  |  | 171 | 515 | Yes
5245498 | Discontinued | Systems | SXT+ R410A HP | KEEPRITE | CCH624GKA* |  | EA*4X36*21A*+WALLCON | *9MA*0601714A** | 23600 | 12.5 | 16 | 25000 | 8.7 | 15400 | 1 | HRCU-A-CB |  |  | 175 | 545 | Yes
5245591 | Discontinued | Systems | SXT+ R410A HP | KEEPRITE | CCH624GKA* |  | EA*4X36*21A*+WALLCON | *9MA*0602120A** | 24000 | 12.5 | 15.7 | 25400 | 8.5 | 15900 | 1 | HRCU-A-CB |  |  | 181 | 558 | Yes
5245499 | Discontinued | Systems | SXT+ R410A HP | KEEPRITE | CCH624GKA* |  | EA*4X36*21A*+WALLCON | *9MA*0801714A** | 23800 | 12.7 | 16 | 25000 | 8.7 | 15300 | 1 | HRCU-A-CB |  |  | 176 | 545 | Yes
5245592 | Discontinued | Systems | SXT+ R410A HP | KEEPRITE | CCH624GKA* |  | EA*4X36*21A*+WALLCON | *9MA*0802120A** | 24000 | 12.5 | 16.2 | 25400 | 9 | 15800 | 1 | HRCU-A-CB |  |  | 175 | 527 | Yes
5245593 | Discontinued | Systems | SXT+ R410A HP | KEEPRITE | CCH624GKA* |  | EA*4X36*21A*+WALLCON | *9MA*1002122A** | 24000 | 12.5 | 16.2 | 25400 | 9 | 15800 | 1 | HRCU-A-CB |  |  | 175 | 527 | Yes
5245542 | Discontinued | Systems | SXT+ R410A HP | KEEPRITE | CCH624GKA* |  | ED*4X36F** | *9MV*0601714A** | 23600 | 12.5 | 16 | 25000 | 9 | 15400 | 1 | HRCU-A-CB |  |  | 175 | 527 | Yes
5245543 | Discontinued | Systems | SXT+ R410A HP | KEEPRITE | CCH624GKA* |  | ED*4X36F** | *9MV*0801716A** | 23800 | 12.7 | 16 | 25000 | 9 | 15400 | 1 | HRCU-A-CB |  |  | 176 | 527 | Yes
5245500 | Discontinued | Systems | SXT+ R410A HP | KEEPRITE | CCH624GKA* |  | ED*4X36F**+WALLCON | *9MA*0601714A** | 23600 | 12.5 | 15.7 | 25000 | 8.5 | 15400 | 1 | HRCU-A-CB |  |  | 178 | 558 | Yes
5245501 | Discontinued | Systems | SXT+ R410A HP | KEEPRITE | CCH624GKA* |  | ED*4X36F**+WALLCON | *9MA*0801714A** | 23800 | 12.7 | 16 | 25000 | 8.5 | 15400 | 1 | HRCU-A-CB |  |  | 176 | 558 | Yes
5245412 | Discontinued | Systems | SXT+ R410A HP | KEEPRITE | CCH624GKA* |  | EHD4X24A** | *8MX*0451408** | 23600 | 12.5 | 15.5 | 25400 | 8.5 | 15400 | 1 | HRCU-A-CB |  |  | 180 | 558 | Yes
5245571 | Discontinued | Systems | SXT+ R410A HP | KEEPRITE | CCH624GKA* |  | EHD4X24A** | *9MV*0801716A** | 23200 | 12.5 | 15.7 | 25200 | 8.5 | 15300 | 1 | HRCU-A-CB |  |  | 175 | 558 | Yes
5245585 | Discontinued | Systems | SXT+ R410A HP | KEEPRITE | CCH624GKA* |  | EHD4X24A** | *9MV*0802120A** | 23000 | 12.5 | 15.7 | 25000 | 8.7 | 15200 | 1 | HRCU-A-CB |  |  | 173 | 545 | Yes
5245586 | Discontinued | Systems | SXT+ R410A HP | KEEPRITE | CCH624GKA* |  | EHD4X24A** | *9MV*1002120A** | 23200 | 12.5 | 15.7 | 25000 | 8.7 | 15200 | 1 | HRCU-A-CB |  |  | 175 | 545 | Yes
5245572 | Discontinued | Systems | SXT+ R410A HP | KEEPRITE | CCH624GKA* |  | EHD4X24A** | *9MV*1202422A** | 23200 | 12.5 | 15.7 | 25200 | 8.7 | 15200 | 1 | HRCU-A-CB |  |  | 175 | 545 | Yes
5426646 | Discontinued | Systems | SXT+ R410A HP | KEEPRITE | CCH624GKA* |  | EHD4X24A** | MV08**14C* | 23600 | 12.7 | 16 | 25400 | 8.5 | 15300 | 1 | HRCU-A-CB |  |  | 175 | 558 | Yes
5426647 | Discontinued | Systems | SXT+ R410A HP | KEEPRITE | CCH624GKA* |  | EHD4X24A** | MV12**17C* | 23600 | 12.7 | 16.2 | 25400 | 8.8 | 15300 | 1 | HRCU-A-CB |  |  | 172 | 539 | Yes
5245415 | Discontinued | Systems | SXT+ R410A HP | KEEPRITE | CCH624GKA* |  | EHD4X24A** | OMV112K14A | 23600 | 12.5 | 16 | 25400 | 8.7 | 15400 | 1 | HRCU-A-CB |  |  | 175 | 545 | Yes
5245450 | Discontinued | Systems | SXT+ R410A HP | KEEPRITE | CCH624GKA* |  | EHD4X24A**+WALLCON | *8MV*0701412** | 23800 | 12.7 | 16 | 25400 | 8.7 | 15400 | 1 | HRCU-A-CB |  |  | 176 | 545 | Yes
5245451 | Discontinued | Systems | SXT+ R410A HP | KEEPRITE | CCH624GKA* |  | EHD4X24A**+WALLCON | *8MV*0901716** | 23800 | 12.7 | 16 | 25400 | 8.7 | 15300 | 1 | HRCU-A-CB |  |  | 176 | 545 | Yes
5245452 | Discontinued | Systems | SXT+ R410A HP | KEEPRITE | CCH624GKA* |  | EHD4X24A**+WALLCON | *8MV*1102120** | 23800 | 12.7 | 16 | 25600 | 9 | 15400 | 1 | HRCU-A-CB |  |  | 176 | 527 | Yes
5245453 | Discontinued | Systems | SXT+ R410A HP | KEEPRITE | CCH624GKA* |  | EHD4X24A**+WALLCON | *8MV*1352422** | 23800 | 12.7 | 16 | 25400 | 9 | 15400 | 1 | HRCU-A-CB |  |  | 176 | 527 | Yes
5245519 | Discontinued | Systems | SXT+ R410A HP | KEEPRITE | CCH624GKA* |  | EHD4X24A**+WALLCON | *9MA*0601714A** | 23600 | 12.5 | 15.5 | 25400 | 8.5 | 15500 | 1 | HRCU-A-CB |  |  | 180 | 558 | Yes
5245520 | Discontinued | Systems | SXT+ R410A HP | KEEPRITE | CCH624GKA* |  | EHD4X24A**+WALLCON | *9MA*0801714A** | 23600 | 12.5 | 15.7 | 25600 | 8.7 | 15400 | 1 | HRCU-A-CB |  |  | 178 | 545 | Yes
5245598 | Discontinued | Systems | SXT+ R410A HP | KEEPRITE | CCH624GKA* |  | EHD4X24A**+WALLCON | *9MA*0802120A** | 24000 | 12.5 | 15.7 | 25600 | 8.7 | 15900 | 1 | HRCU-A-CB |  |  | 181 | 545 | Yes
5245599 | Discontinued | Systems | SXT+ R410A HP | KEEPRITE | CCH624GKA* |  | EHD4X24A**+WALLCON | *9MA*1002122A** | 24000 | 12.5 | 15.7 | 25600 | 8.7 | 15900 | 1 | HRCU-A-CB |  |  | 181 | 545 | Yes
5245521 | Discontinued | Systems | SXT+ R410A HP | KEEPRITE | CCH624GKA* |  | EHD4X24A**+WALLCON | *9MA*1202422A** | 23600 | 12.5 | 15.7 | 25400 | 9 | 15400 | 1 | HRCU-A-CB |  |  | 178 | 527 | Yes
5245416 | Discontinued | Systems | SXT+ R410A HP | KEEPRITE | CCH624GKA* |  | EHD4X30A** | *8MX*0451408** | 23800 | 12.5 | 16 | 25600 | 8.7 | 15500 | 1 | HRCU-A-CB |  |  | 176 | 545 | Yes
5245574 | Discontinued | Systems | SXT+ R410A HP | KEEPRITE | CCH624GKA* |  | EHD4X30A** | *9MV*0601714A** | 23400 | 12.5 | 16 | 25400 | 8.7 | 15300 | 1 | HRCU-A-CB |  |  | 173 | 545 | Yes
5245575 | Discontinued | Systems | SXT+ R410A HP | KEEPRITE | CCH624GKA* |  | EHD4X30A** | *9MV*0801716A** | 23600 | 12.7 | 16 | 25400 | 8.7 | 15300 | 1 | HRCU-A-CB |  |  | 175 | 545 | Yes
5245587 | Discontinued | Systems | SXT+ R410A HP | KEEPRITE | CCH624GKA* |  | EHD4X30A** | *9MV*0802120A** | 23600 | 12.7 | 16 | 25400 | 9 | 15300 | 1 | HRCU-A-CB |  |  | 175 | 527 | Yes
5245588 | Discontinued | Systems | SXT+ R410A HP | KEEPRITE | CCH624GKA* |  | EHD4X30A** | *9MV*1002120A** | 23800 | 12.7 | 16.2 | 25600 | 9 | 15400 | 1 | HRCU-A-CB |  |  | 174 | 527 | Yes
5245576 | Discontinued | Systems | SXT+ R410A HP | KEEPRITE | CCH624GKA* |  | EHD4X30A** | *9MV*1202422A** | 23800 | 12.7 | 16 | 25400 | 9 | 15300 | 1 | HRCU-A-CB |  |  | 176 | 527 | Yes
5245489 | Discontinued | Systems | SXT+ R410A HP | KEEPRITE | CCH624GKA* |  | EHD4X30A** | *9MX*0601714A** | 24600 | 12.5 | 16 | 25800 | 9 | 16000 | 1 | HRCU-A-CB |  |  | 182 | 527 | Yes
5426648 | Discontinued | Systems | SXT+ R410A HP | KEEPRITE | CCH624GKA* |  | EHD4X30A** | MV08**14C* | 23600 | 12.7 | 16.2 | 25200 | 8.8 | 15200 | 1 | HRCU-A-CB |  |  | 172 | 539 | Yes
5426649 | Discontinued | Systems | SXT+ R410A HP | KEEPRITE | CCH624GKA* |  | EHD4X30A** | MV12**17C* | 23800 | 12.7 | 16.2 | 25400 | 8.8 | 15300 | 1 | HRCU-A-CB |  |  | 174 | 539 | Yes
5426664 | Discontinued | Systems | SXT+ R410A HP | KEEPRITE | CCH624GKA* |  | EHD4X30A** | NOMV106D12* | 24200 | 12.5 | 15.7 | 26000 | 8.5 | 15700 | 1 | HRCU-A-CB |  |  | 183 | 558 | Yes
5689909 | Active | Systems | SXT+ R410A HP | KEEPRITE | CCH624GKA* |  | EHD4X30A** | OMV098J12* | 23800 | 12.5 | 16 | 25800 | 8.7 | 15500 | 1 | HRCU-A-CB |  |  | 176 | 545 | Yes
5245419 | Discontinued | Systems | SXT+ R410A HP | KEEPRITE | CCH624GKA* |  | EHD4X30A** | OMV112K14A | 23800 | 12.7 | 16 | 25400 | 9 | 15300 | 1 | HRCU-A-CB |  |  | 176 | 527 | Yes
5245454 | Discontinued | Systems | SXT+ R410A HP | KEEPRITE | CCH624GKA* |  | EHD4X30A**+WALLCON | *8MV*0701412** | 23800 | 12.7 | 16.2 | 25400 | 8.7 | 15300 | 1 | HRCU-A-CB |  |  | 174 | 545 | Yes
5245455 | Discontinued | Systems | SXT+ R410A HP | KEEPRITE | CCH624GKA* |  | EHD4X30A**+WALLCON | *8MV*0901716** | 23800 | 13 | 16.2 | 25400 | 8.7 | 15300 | 1 | HRCU-A-CB |  |  | 174 | 545 | Yes
5245456 | Discontinued | Systems | SXT+ R410A HP | KEEPRITE | CCH624GKA* |  | EHD4X30A**+WALLCON | *8MV*1102120** | 23800 | 13 | 16.2 | 25400 | 9 | 15300 | 1 | HRCU-A-CB |  |  | 174 | 527 | Yes
5245457 | Discontinued | Systems | SXT+ R410A HP | KEEPRITE | CCH624GKA* |  | EHD4X30A**+WALLCON | *8MV*1352422** | 23800 | 13 | 16.5 | 25400 | 9 | 15300 | 1 | HRCU-A-CB |  |  | 171 | 527 | Yes
5245522 | Discontinued | Systems | SXT+ R410A HP | KEEPRITE | CCH624GKA* |  | EHD4X30A**+WALLCON | *9MA*0601714A** | 23600 | 12.5 | 16 | 25400 | 8.7 | 15400 | 1 | HRCU-A-CB |  |  | 175 | 545 | Yes
5245523 | Discontinued | Systems | SXT+ R410A HP | KEEPRITE | CCH624GKA* |  | EHD4X30A**+WALLCON | *9MA*0801714A** | 23800 | 12.5 | 16 | 25600 | 8.7 | 15400 | 1 | HRCU-A-CB |  |  | 176 | 545 | Yes
5245601 | Discontinued | Systems | SXT+ R410A HP | KEEPRITE | CCH624GKA* |  | EHD4X30A**+WALLCON | *9MA*0802120A** | 24000 | 12.5 | 16 | 25600 | 8.7 | 15900 | 1 | HRCU-A-CB |  |  | 178 | 545 | Yes
5245602 | Discontinued | Systems | SXT+ R410A HP | KEEPRITE | CCH624GKA* |  | EHD4X30A**+WALLCON | *9MA*1002122A** | 24000 | 12.5 | 16 | 25600 | 8.7 | 15900 | 1 | HRCU-A-CB |  |  | 178 | 545 | Yes
5245524 | Discontinued | Systems | SXT+ R410A HP | KEEPRITE | CCH624GKA* |  | EHD4X30A**+WALLCON | *9MA*1202422A** | 23800 | 12.7 | 16 | 25400 | 9 | 15400 | 1 | HRCU-A-CB |  |  | 176 | 527 | Yes
5245420 | Discontinued | Systems | SXT+ R410A HP | KEEPRITE | CCH624GKA* |  | EHD4X36A** | *8MX*0451408** | 24000 | 12.5 | 16 | 25000 | 9 | 15500 | 1 | HRCU-A-CB |  |  | 178 | 527 | Yes
5245578 | Discontinued | Systems | SXT+ R410A HP | KEEPRITE | CCH624GKA* |  | EHD4X36A** | *9MV*0601714A** | 23600 | 12.5 | 16 | 25200 | 9 | 15400 | 1 | HRCU-A-CB |  |  | 175 | 527 | Yes
5245579 | Discontinued | Systems | SXT+ R410A HP | KEEPRITE | CCH624GKA* |  | EHD4X36A** | *9MV*0801716A** | 23800 | 12.7 | 16 | 25200 | 9 | 15400 | 1 | HRCU-A-CB |  |  | 176 | 527 | Yes
5245589 | Discontinued | Systems | SXT+ R410A HP | KEEPRITE | CCH624GKA* |  | EHD4X36A** | *9MV*0802120A** | 24000 | 13 | 16.2 | 25200 | 9.2 | 15400 | 1 | HRCU-A-CB |  |  | 175 | 515 | Yes
5245590 | Discontinued | Systems | SXT+ R410A HP | KEEPRITE | CCH624GKA* |  | EHD4X36A** | *9MV*1002120A** | 24200 | 13 | 16.2 | 25800 | 9.2 | 15500 | 1 | HRCU-A-CB |  |  | 177 | 515 | Yes
5245580 | Discontinued | Systems | SXT+ R410A HP | KEEPRITE | CCH624GKA* |  | EHD4X36A** | *9MV*1202422A** | 24000 | 13 | 16.2 | 25400 | 9.2 | 15500 | 1 | HRCU-A-CB |  |  | 175 | 515 | Yes
5245491 | Discontinued | Systems | SXT+ R410A HP | KEEPRITE | CCH624GKA* |  | EHD4X36A** | *9MX*0601714A** | 24800 | 12.5 | 16 | 25000 | 9 | 16100 | 1 | HRCU-A-CB |  |  | 184 | 527 | Yes
5426650 | Discontinued | Systems | SXT+ R410A HP | KEEPRITE | CCH624GKA* |  | EHD4X36A** | MV08**14C* | 23600 | 12.7 | 16.2 | 25400 | 8.8 | 15300 | 1 | HRCU-A-CB |  |  | 172 | 539 | Yes
5426651 | Discontinued | Systems | SXT+ R410A HP | KEEPRITE | CCH624GKA* |  | EHD4X36A** | MV12**17C* | 23800 | 13 | 16.2 | 25400 | 9 | 15300 | 1 | HRCU-A-CB |  |  | 174 | 527 | Yes
5426665 | Discontinued | Systems | SXT+ R410A HP | KEEPRITE | CCH624GKA* |  | EHD4X36A** | NOMV106D12* | 24400 | 12.7 | 15.7 | 26000 | 8.5 | 15600 | 1 | HRCU-A-CB |  |  | 184 | 558 | Yes
5689929 | Active | Systems | SXT+ R410A HP | KEEPRITE | CCH624GKA* |  | EHD4X36A** | OLV098A12* | 23800 | 12.5 | 15.5 | 25000 | 8.5 | 15500 | 1 | HRCU-A-CB |  |  | 182 | 558 | Yes
5689921 | Active | Systems | SXT+ R410A HP | KEEPRITE | CCH624GKA* |  | EHD4X36A** | OMV098J12* | 23800 | 12.5 | 16 | 25000 | 8.7 | 15500 | 1 | HRCU-A-CB |  |  | 176 | 545 | Yes
5245423 | Discontinued | Systems | SXT+ R410A HP | KEEPRITE | CCH624GKA* |  | EHD4X36A** | OMV112K14A | 23800 | 12.7 | 16.2 | 25000 | 9 | 15300 | 1 | HRCU-A-CB |  |  | 174 | 527 | Yes
5245458 | Discontinued | Systems | SXT+ R410A HP | KEEPRITE | CCH624GKA* |  | EHD4X36A**+WALLCON | *8MV*0701412** | 23800 | 13 | 16.2 | 25000 | 8.7 | 15300 | 1 | HRCU-A-CB |  |  | 174 | 545 | Yes
5245459 | Discontinued | Systems | SXT+ R410A HP | KEEPRITE | CCH624GKA* |  | EHD4X36A**+WALLCON | *8MV*0901716** | 23800 | 13 | 16.2 | 25000 | 9 | 15300 | 1 | HRCU-A-CB |  |  | 174 | 527 | Yes
5245460 | Discontinued | Systems | SXT+ R410A HP | KEEPRITE | CCH624GKA* |  | EHD4X36A**+WALLCON | *8MV*1102120** | 23800 | 13 | 16.5 | 25000 | 9.2 | 15300 | 1 | HRCU-A-CB |  |  | 171 | 515 | Yes
5245461 | Discontinued | Systems | SXT+ R410A HP | KEEPRITE | CCH624GKA* |  | EHD4X36A**+WALLCON | *8MV*1352422** | 23800 | 13 | 16.5 | 25000 | 9.2 | 15300 | 1 | HRCU-A-CB |  |  | 171 | 515 | Yes
5245525 | Discontinued | Systems | SXT+ R410A HP | KEEPRITE | CCH624GKA* |  | EHD4X36A**+WALLCON | *9MA*0601714A** | 23800 | 12.5 | 16 | 25000 | 8.7 | 15400 | 1 | HRCU-A-CB |  |  | 176 | 545 | Yes
5245603 | Discontinued | Systems | SXT+ R410A HP | KEEPRITE | CCH624GKA* |  | EHD4X36A**+WALLCON | *9MA*0602120A** | 24000 | 12.5 | 15.7 | 25600 | 8.7 | 15900 | 1 | HRCU-A-CB |  |  | 181 | 545 | Yes
5245526 | Discontinued | Systems | SXT+ R410A HP | KEEPRITE | CCH624GKA* |  | EHD4X36A**+WALLCON | *9MA*0801714A** | 23800 | 12.7 | 16 | 25000 | 8.7 | 15400 | 1 | HRCU-A-CB |  |  | 176 | 545 | Yes
5245604 | Discontinued | Systems | SXT+ R410A HP | KEEPRITE | CCH624GKA* |  | EHD4X36A**+WALLCON | *9MA*0802120A** | 24000 | 12.5 | 16 | 25600 | 9 | 15900 | 1 | HRCU-A-CB |  |  | 178 | 527 | Yes
5245605 | Discontinued | Systems | SXT+ R410A HP | KEEPRITE | CCH624GKA* |  | EHD4X36A**+WALLCON | *9MA*1002122A** | 24000 | 12.5 | 16 | 25600 | 9 | 15900 | 1 | HRCU-A-CB |  |  | 178 | 527 | Yes
5245527 | Discontinued | Systems | SXT+ R410A HP | KEEPRITE | CCH624GKA* |  | EHD4X36A**+WALLCON | *9MA*1202422A** | 23800 | 12.7 | 16.2 | 25000 | 9 | 15400 | 1 | HRCU-A-CB |  |  | 174 | 527 | Yes
5245389 | Discontinued | Systems | SXT+ R410A HP | KEEPRITE | CCH624GKA* |  | EN(A,D)4X24*14** | *8MX*0451408** | 23600 | 12.5 | 15.7 | 25600 | 8.5 | 15400 | 1 | HRCU-A-CB |  |  | 178 | 558 | Yes
5426631 | Discontinued | Systems | SXT+ R410A HP | KEEPRITE | CCH624GKA* |  | EN(A,D)4X24*14** | MV08**14C* | 23600 | 12.7 | 16.2 | 25400 | 8.5 | 15200 | 1 | HRCU-A-CB |  |  | 172 | 558 | Yes
5245432 | Discontinued | Systems | SXT+ R410A HP | KEEPRITE | CCH624GKA* |  | EN(A,D)4X24*14**+WALLCON | *8MV*0701412** | 23800 | 12.7 | 16 | 25400 | 8.7 | 15300 | 1 | HRCU-A-CB |  |  | 176 | 545 | Yes
5245546 | Discontinued | Systems | SXT+ R410A HP | KEEPRITE | CCH624GKA* |  | EN(A,D)4X24*17** | *9MV*0601714A** | 23200 | 12.5 | 15.7 | 25200 | 8.5 | 15300 | 1 | HRCU-A-CB |  |  | 175 | 558 | Yes
5245547 | Discontinued | Systems | SXT+ R410A HP | KEEPRITE | CCH624GKA* |  | EN(A,D)4X24*17** | *9MV*0801716A** | 23400 | 12.5 | 16 | 25400 | 8.7 | 15300 | 1 | HRCU-A-CB |  |  | 173 | 545 | Yes
5245473 | Discontinued | Systems | SXT+ R410A HP | KEEPRITE | CCH624GKA* |  | EN(A,D)4X24*17** | *9MX*0601714A** | 24400 | 12.5 | 16 | 25600 | 9 | 15900 | 1 | HRCU-A-CB |  |  | 181 | 527 | Yes
5426632 | Discontinued | Systems | SXT+ R410A HP | KEEPRITE | CCH624GKA* |  | EN(A,D)4X24*17** | MV08**14C* | 23600 | 12.7 | 16.2 | 25400 | 8.5 | 15200 | 1 | HRCU-A-CB |  |  | 172 | 558 | Yes
5426633 | Discontinued | Systems | SXT+ R410A HP | KEEPRITE | CCH624GKA* |  | EN(A,D)4X24*17** | MV12**17C* | 23800 | 12.7 | 16.2 | 25400 | 8.8 | 15300 | 1 | HRCU-A-CB |  |  | 174 | 539 | Yes
5689807 | Active | Systems | SXT+ R410A HP | KEEPRITE | CCH624GKA* |  | EN(A,D)4X24*17** | OMV098J12* | 23800 | 12.5 | 16 | 25800 | 8.5 | 15500 | 1 | HRCU-A-CB |  |  | 176 | 558 | Yes
5245392 | Discontinued | Systems | SXT+ R410A HP | KEEPRITE | CCH624GKA* |  | EN(A,D)4X24*17** | OMV112K14A | 23600 | 12.5 | 16 | 25400 | 8.7 | 15300 | 1 | HRCU-A-CB |  |  | 175 | 545 | Yes
5245433 | Discontinued | Systems | SXT+ R410A HP | KEEPRITE | CCH624GKA* |  | EN(A,D)4X24*17**+WALLCON | *8MV*0901716** | 23800 | 12.7 | 16.2 | 25400 | 8.7 | 15300 | 1 | HRCU-A-CB |  |  | 174 | 545 | Yes
5245502 | Discontinued | Systems | SXT+ R410A HP | KEEPRITE | CCH624GKA* |  | EN(A,D)4X24*17**+WALLCON | *9MA*0601714A** | 23600 | 12.5 | 15.7 | 25400 | 8.5 | 15400 | 1 | HRCU-A-CB |  |  | 178 | 558 | Yes
5245503 | Discontinued | Systems | SXT+ R410A HP | KEEPRITE | CCH624GKA* |  | EN(A,D)4X24*17**+WALLCON | *9MA*0801714A** | 23600 | 12.5 | 15.7 | 25600 | 8.7 | 15400 | 1 | HRCU-A-CB |  |  | 178 | 545 | Yes
5245393 | Discontinued | Systems | SXT+ R410A HP | KEEPRITE | CCH624GKA* |  | EN(A,D)4X30*14** | *8MX*0451408** | 23600 | 12.5 | 15.7 | 25400 | 8.7 | 15400 | 1 | HRCU-A-CB |  |  | 178 | 545 | Yes
5426634 | Discontinued | Systems | SXT+ R410A HP | KEEPRITE | CCH624GKA* |  | EN(A,D)4X30*14** | MV08**14C* | 23400 | 12.7 | 16.2 | 25200 | 8.8 | 15200 | 1 | HRCU-A-CB |  |  | 171 | 539 | Yes
5245434 | Discontinued | Systems | SXT+ R410A HP | KEEPRITE | CCH624GKA* |  | EN(A,D)4X30*14**+WALLCON | *8MV*0701412** | 23600 | 12.7 | 16 | 25400 | 8.7 | 15300 | 1 | HRCU-A-CB |  |  | 175 | 545 | Yes
5245550 | Discontinued | Systems | SXT+ R410A HP | KEEPRITE | CCH624GKA* |  | EN(A,D)4X30*17** | *9MV*0601714A** | 23600 | 12.5 | 16 | 25400 | 8.7 | 15400 | 1 | HRCU-A-CB |  |  | 175 | 545 | Yes
5245551 | Discontinued | Systems | SXT+ R410A HP | KEEPRITE | CCH624GKA* |  | EN(A,D)4X30*17** | *9MV*0801716A** | 23600 | 12.7 | 16 | 25400 | 9 | 15400 | 1 | HRCU-A-CB |  |  | 175 | 527 | Yes
5245476 | Discontinued | Systems | SXT+ R410A HP | KEEPRITE | CCH624GKA* |  | EN(A,D)4X30*17** | *9MX*0601714A** | 24600 | 12.5 | 16 | 25800 | 9 | 16000 | 1 | HRCU-A-CB |  |  | 182 | 527 | Yes
5426635 | Discontinued | Systems | SXT+ R410A HP | KEEPRITE | CCH624GKA* |  | EN(A,D)4X30*17** | MV08**14C* | 23600 | 12.7 | 16.2 | 25200 | 8.8 | 15200 | 1 | HRCU-A-CB |  |  | 172 | 539 | Yes
5426636 | Discontinued | Systems | SXT+ R410A HP | KEEPRITE | CCH624GKA* |  | EN(A,D)4X30*17** | MV12**17C* | 23600 | 12.7 | 16.2 | 25200 | 8.8 | 15300 | 1 | HRCU-A-CB |  |  | 172 | 539 | Yes
5426657 | Discontinued | Systems | SXT+ R410A HP | KEEPRITE | CCH624GKA* |  | EN(A,D)4X30*17** | NOMV106D12* | 24200 | 12.7 | 15.7 | 25800 | 8.5 | 15600 | 1 | HRCU-A-CB |  |  | 183 | 558 | Yes
5689823 | Active | Systems | SXT+ R410A HP | KEEPRITE | CCH624GKA* |  | EN(A,D)4X30*17** | OMV098J12* | 23800 | 12.5 | 16 | 25600 | 8.7 | 15500 | 1 | HRCU-A-CB |  |  | 176 | 545 | Yes
5245396 | Discontinued | Systems | SXT+ R410A HP | KEEPRITE | CCH624GKA* |  | EN(A,D)4X30*17** | OMV112K14A | 23600 | 12.7 | 16.2 | 25200 | 9 | 15300 | 1 | HRCU-A-CB |  |  | 172 | 527 | Yes
5245435 | Discontinued | Systems | SXT+ R410A HP | KEEPRITE | CCH624GKA* |  | EN(A,D)4X30*17**+WALLCON | *8MV*0901716** | 23800 | 13 | 16.2 | 25200 | 8.7 | 15300 | 1 | HRCU-A-CB |  |  | 174 | 545 | Yes
5245504 | Discontinued | Systems | SXT+ R410A HP | KEEPRITE | CCH624GKA* |  | EN(A,D)4X30*17**+WALLCON | *9MA*0601714A** | 23600 | 12.5 | 16 | 25400 | 8.7 | 15400 | 1 | HRCU-A-CB |  |  | 175 | 545 | Yes
5245505 | Discontinued | Systems | SXT+ R410A HP | KEEPRITE | CCH624GKA* |  | EN(A,D)4X30*17**+WALLCON | *9MA*0801714A** | 23600 | 12.5 | 16 | 25400 | 8.7 | 15400 | 1 | HRCU-A-CB |  |  | 175 | 545 | Yes
5245555 | Discontinued | Systems | SXT+ R410A HP | KEEPRITE | CCH624GKA* |  | EN(A,D)4X36*21** | *9MV*0601714A** | 23600 | 12.5 | 16 | 25000 | 8.7 | 15400 | 1 | HRCU-A-CB |  |  | 175 | 545 | Yes
5245556 | Discontinued | Systems | SXT+ R410A HP | KEEPRITE | CCH624GKA* |  | EN(A,D)4X36*21** | *9MV*0801716A** | 23600 | 12.7 | 16 | 25000 | 9 | 15400 | 1 | HRCU-A-CB |  |  | 175 | 527 | Yes
5245583 | Discontinued | Systems | SXT+ R410A HP | KEEPRITE | CCH624GKA* |  | EN(A,D)4X36*21** | *9MV*0802120A** | 23800 | 13 | 16.2 | 25000 | 9 | 15400 | 1 | HRCU-A-CB |  |  | 174 | 527 | Yes
5245584 | Discontinued | Systems | SXT+ R410A HP | KEEPRITE | CCH624GKA* |  | EN(A,D)4X36*21** | *9MV*1002120A** | 24000 | 13 | 16.2 | 25200 | 9.2 | 15500 | 1 | HRCU-A-CB |  |  | 175 | 515 | Yes
5245479 | Discontinued | Systems | SXT+ R410A HP | KEEPRITE | CCH624GKA* |  | EN(A,D)4X36*21** | *9MX*0601714A** | 24600 | 12.5 | 16 | 26400 | 9 | 16000 | 1 | HRCU-A-CB |  |  | 182 | 527 | Yes
5426639 | Discontinued | Systems | SXT+ R410A HP | KEEPRITE | CCH624GKA* |  | EN(A,D)4X36*21** | MV12**17C* | 23600 | 12.7 | 16.2 | 25200 | 8.8 | 15300 | 1 | HRCU-A-CB |  |  | 172 | 539 | Yes
5426659 | Discontinued | Systems | SXT+ R410A HP | KEEPRITE | CCH624GKA* |  | EN(A,D)4X36*21** | NOMV106D12* | 24200 | 12.7 | 16 | 25800 | 8.5 | 15600 | 1 | HRCU-A-CB |  |  | 179 | 558 | Yes
5245437 | Discontinued | Systems | SXT+ R410A HP | KEEPRITE | CCH624GKA* |  | EN(A,D)4X36*21**+WALLCON | *8MV*1102120** | 23800 | 13 | 16.5 | 25000 | 9.2 | 15300 | 1 | HRCU-A-CB |  |  | 171 | 515 | Yes
5245508 | Discontinued | Systems | SXT+ R410A HP | KEEPRITE | CCH624GKA* |  | EN(A,D)4X36*21**+WALLCON | *9MA*0601714A** | 23600 | 12.5 | 15.7 | 25000 | 8.7 | 15400 | 1 | HRCU-A-CB |  |  | 178 | 545 | Yes
5245594 | Discontinued | Systems | SXT+ R410A HP | KEEPRITE | CCH624GKA* |  | EN(A,D)4X36*21**+WALLCON | *9MA*0602120A** | 24000 | 12.5 | 15.7 | 25400 | 8.5 | 15900 | 1 | HRCU-A-CB |  |  | 181 | 558 | Yes
5245509 | Discontinued | Systems | SXT+ R410A HP | KEEPRITE | CCH624GKA* |  | EN(A,D)4X36*21**+WALLCON | *9MA*0801714A** | 23600 | 12.5 | 16 | 25000 | 8.7 | 15400 | 1 | HRCU-A-CB |  |  | 175 | 545 | Yes
5245595 | Discontinued | Systems | SXT+ R410A HP | KEEPRITE | CCH624GKA* |  | EN(A,D)4X36*21**+WALLCON | *9MA*0802120A** | 24000 | 12.5 | 16 | 25400 | 9 | 15800 | 1 | HRCU-A-CB |  |  | 178 | 527 | Yes
5245596 | Discontinued | Systems | SXT+ R410A HP | KEEPRITE | CCH624GKA* |  | EN(A,D)4X36*21**+WALLCON | *9MA*1002122A** | 24000 | 12.5 | 16 | 25400 | 9 | 15800 | 1 | HRCU-A-CB |  |  | 178 | 527 | Yes
5245553 | Discontinued | Systems | SXT+ R410A HP | KEEPRITE | CCH624GKA* |  | EN(A,D,W)4X36*17** | *9MV*0601714A** | 23600 | 12.5 | 16 | 25000 | 8.7 | 15400 | 1 | HRCU-A-CB |  |  | 175 | 545 | Yes
5245554 | Discontinued | Systems | SXT+ R410A HP | KEEPRITE | CCH624GKA* |  | EN(A,D,W)4X36*17** | *9MV*0801716A** | 23600 | 12.7 | 16 | 25000 | 9 | 15400 | 1 | HRCU-A-CB |  |  | 175 | 527 | Yes
5245478 | Discontinued | Systems | SXT+ R410A HP | KEEPRITE | CCH624GKA* |  | EN(A,D,W)4X36*17** | *9MX*0601714A** | 24600 | 12.5 | 16 | 25000 | 9 | 16000 | 1 | HRCU-A-CB |  |  | 182 | 527 | Yes
5426637 | Discontinued | Systems | SXT+ R410A HP | KEEPRITE | CCH624GKA* |  | EN(A,D,W)4X36*17** | MV08**14C* | 23600 | 12.7 | 16.2 | 25200 | 8.8 | 15200 | 1 | HRCU-A-CB |  |  | 172 | 539 | Yes
5426638 | Discontinued | Systems | SXT+ R410A HP | KEEPRITE | CCH624GKA* |  | EN(A,D,W)4X36*17** | MV12**17C* | 23600 | 12.7 | 16.2 | 25200 | 8.8 | 15300 | 1 | HRCU-A-CB |  |  | 172 | 539 | Yes
5426658 | Discontinued | Systems | SXT+ R410A HP | KEEPRITE | CCH624GKA* |  | EN(A,D,W)4X36*17** | NOMV106D12* | 24200 | 12.7 | 15.7 | 25800 | 8.5 | 15600 | 1 | HRCU-A-CB |  |  | 183 | 558 | Yes
5689841 | Active | Systems | SXT+ R410A HP | KEEPRITE | CCH624GKA* |  | EN(A,D,W)4X36*17** | OMV098J12* | 23800 | 12.5 | 16 | 25000 | 8.7 | 15500 | 1 | HRCU-A-CB |  |  | 176 | 545 | Yes
5245399 | Discontinued | Systems | SXT+ R410A HP | KEEPRITE | CCH624GKA* |  | EN(A,D,W)4X36*17** | OMV112K14A | 23600 | 12.7 | 16.2 | 25000 | 9 | 15300 | 1 | HRCU-A-CB |  |  | 172 | 527 | Yes
5245436 | Discontinued | Systems | SXT+ R410A HP | KEEPRITE | CCH624GKA* |  | EN(A,D,W)4X36*17**+WALLCON | *8MV*0901716** | 23800 | 13 | 16.2 | 25000 | 8.7 | 15300 | 1 | HRCU-A-CB |  |  | 174 | 545 | Yes
5245506 | Discontinued | Systems | SXT+ R410A HP | KEEPRITE | CCH624GKA* |  | EN(A,D,W)4X36*17**+WALLCON | *9MA*0601714A** | 23600 | 12.5 | 16 | 25000 | 8.7 | 15400 | 1 | HRCU-A-CB |  |  | 175 | 545 | Yes
5245507 | Discontinued | Systems | SXT+ R410A HP | KEEPRITE | CCH624GKA* |  | EN(A,D,W)4X36*17**+WALLCON | *9MA*0801714A** | 23600 | 12.5 | 16 | 25000 | 8.7 | 15400 | 1 | HRCU-A-CB |  |  | 175 | 545 | Yes
5245400 | Discontinued | Systems | SXT+ R410A HP | KEEPRITE | CCH624GKA* |  | ENH4X24*17** | *8MX*0451408** | 23600 | 12.5 | 15.7 | 25600 | 8.5 | 15400 | 1 | HRCU-A-CB |  |  | 178 | 558 | Yes
5245558 | Discontinued | Systems | SXT+ R410A HP | KEEPRITE | CCH624GKA* |  | ENH4X24*17** | *9MV*0601714A** | 23200 | 12.5 | 15.7 | 25200 | 8.5 | 15300 | 1 | HRCU-A-CB |  |  | 175 | 558 | Yes
5245559 | Discontinued | Systems | SXT+ R410A HP | KEEPRITE | CCH624GKA* |  | ENH4X24*17** | *9MV*0801716A** | 23400 | 12.5 | 16 | 25400 | 8.7 | 15300 | 1 | HRCU-A-CB |  |  | 173 | 545 | Yes
5245560 | Discontinued | Systems | SXT+ R410A HP | KEEPRITE | CCH624GKA* |  | ENH4X24*17** | *9MV*1202422A** | 23400 | 12.5 | 16 | 24800 | 8.5 | 15200 | 1 | HRCU-A-CB |  |  | 173 | 558 | Yes
5245481 | Discontinued | Systems | SXT+ R410A HP | KEEPRITE | CCH624GKA* |  | ENH4X24*17** | *9MX*0601714A** | 24400 | 12.5 | 16 | 25600 | 9 | 15900 | 1 | HRCU-A-CB |  |  | 181 | 527 | Yes
5426640 | Discontinued | Systems | SXT+ R410A HP | KEEPRITE | CCH624GKA* |  | ENH4X24*17** | MV08**14C* | 23600 | 12.7 | 16.2 | 25400 | 8.5 | 15200 | 1 | HRCU-A-CB |  |  | 172 | 558 | Yes
5426641 | Discontinued | Systems | SXT+ R410A HP | KEEPRITE | CCH624GKA* |  | ENH4X24*17** | MV12**17C* | 23800 | 12.7 | 16.2 | 25400 | 8.8 | 15300 | 1 | HRCU-A-CB |  |  | 174 | 539 | Yes
5689855 | Active | Systems | SXT+ R410A HP | KEEPRITE | CCH624GKA* |  | ENH4X24*17** | OMV098J12* | 23800 | 12.5 | 16 | 25800 | 8.5 | 15500 | 1 | HRCU-A-CB |  |  | 176 | 558 | Yes
5245403 | Discontinued | Systems | SXT+ R410A HP | KEEPRITE | CCH624GKA* |  | ENH4X24*17** | OMV112K14A | 23600 | 12.5 | 16 | 25400 | 8.7 | 15300 | 1 | HRCU-A-CB |  |  | 175 | 545 | Yes
5245438 | Discontinued | Systems | SXT+ R410A HP | KEEPRITE | CCH624GKA* |  | ENH4X24*17**+WALLCON | *8MV*0701412** | 23800 | 12.7 | 16 | 25400 | 8.7 | 15300 | 1 | HRCU-A-CB |  |  | 176 | 545 | Yes
5245439 | Discontinued | Systems | SXT+ R410A HP | KEEPRITE | CCH624GKA* |  | ENH4X24*17**+WALLCON | *8MV*0901716** | 23800 | 12.7 | 16.2 | 25400 | 8.7 | 15300 | 1 | HRCU-A-CB |  |  | 174 | 545 | Yes
5245440 | Discontinued | Systems | SXT+ R410A HP | KEEPRITE | CCH624GKA* |  | ENH4X24*17**+WALLCON | *8MV*1102120** | 23800 | 12.7 | 16 | 25200 | 9 | 15400 | 1 | HRCU-A-CB |  |  | 176 | 527 | Yes
5245441 | Discontinued | Systems | SXT+ R410A HP | KEEPRITE | CCH624GKA* |  | ENH4X24*17**+WALLCON | *8MV*1352422** | 23800 | 12.7 | 16.2 | 25000 | 9 | 15300 | 1 | HRCU-A-CB |  |  | 174 | 527 | Yes
5245510 | Discontinued | Systems | SXT+ R410A HP | KEEPRITE | CCH624GKA* |  | ENH4X24*17**+WALLCON | *9MA*0601714A** | 23600 | 12.5 | 15.7 | 25400 | 8.5 | 15400 | 1 | HRCU-A-CB |  |  | 178 | 558 | Yes
5245511 | Discontinued | Systems | SXT+ R410A HP | KEEPRITE | CCH624GKA* |  | ENH4X24*17**+WALLCON | *9MA*0801714A** | 23600 | 12.5 | 15.7 | 25600 | 8.7 | 15400 | 1 | HRCU-A-CB |  |  | 178 | 545 | Yes
5245512 | Discontinued | Systems | SXT+ R410A HP | KEEPRITE | CCH624GKA* |  | ENH4X24*17**+WALLCON | *9MA*1202422A** | 23600 | 12.5 | 16 | 25400 | 9 | 15400 | 1 | HRCU-A-CB |  |  | 175 | 527 | Yes
5245404 | Discontinued | Systems | SXT+ R410A HP | KEEPRITE | CCH624GKA* |  | ENH4X30*17** | *8MX*0451408** | 23800 | 12.5 | 16 | 25600 | 8.7 | 15500 | 1 | HRCU-A-CB |  |  | 176 | 545 | Yes
5245562 | Discontinued | Systems | SXT+ R410A HP | KEEPRITE | CCH624GKA* |  | ENH4X30*17** | *9MV*0601714A** | 23600 | 12.5 | 16 | 25400 | 8.7 | 15400 | 1 | HRCU-A-CB |  |  | 175 | 545 | Yes
5245563 | Discontinued | Systems | SXT+ R410A HP | KEEPRITE | CCH624GKA* |  | ENH4X30*17** | *9MV*0801716A** | 23600 | 12.7 | 16 | 25400 | 9 | 15400 | 1 | HRCU-A-CB |  |  | 175 | 527 | Yes
5245564 | Discontinued | Systems | SXT+ R410A HP | KEEPRITE | CCH624GKA* |  | ENH4X30*17** | *9MV*1202422A** | 23800 | 12.7 | 16.2 | 25000 | 9 | 15400 | 1 | HRCU-A-CB |  |  | 174 | 527 | Yes
5245483 | Discontinued | Systems | SXT+ R410A HP | KEEPRITE | CCH624GKA* |  | ENH4X30*17** | *9MX*0601714A** | 24600 | 12.5 | 16 | 25800 | 9 | 16000 | 1 | HRCU-A-CB |  |  | 182 | 527 | Yes
5426642 | Discontinued | Systems | SXT+ R410A HP | KEEPRITE | CCH624GKA* |  | ENH4X30*17** | MV08**14C* | 23600 | 12.7 | 16.2 | 25200 | 8.8 | 15200 | 1 | HRCU-A-CB |  |  | 172 | 539 | Yes
5426643 | Discontinued | Systems | SXT+ R410A HP | KEEPRITE | CCH624GKA* |  | ENH4X30*17** | MV12**17C* | 23600 | 12.7 | 16.2 | 25200 | 8.8 | 15300 | 1 | HRCU-A-CB |  |  | 172 | 539 | Yes
5426661 | Discontinued | Systems | SXT+ R410A HP | KEEPRITE | CCH624GKA* |  | ENH4X30*17** | NOMV106D12* | 24200 | 12.7 | 15.7 | 25800 | 8.5 | 15600 | 1 | HRCU-A-CB |  |  | 183 | 558 | Yes
5689863 | Active | Systems | SXT+ R410A HP | KEEPRITE | CCH624GKA* |  | ENH4X30*17** | OMV098J12* | 23800 | 12.5 | 16 | 25600 | 8.7 | 15500 | 1 | HRCU-A-CB |  |  | 176 | 545 | Yes
5245407 | Discontinued | Systems | SXT+ R410A HP | KEEPRITE | CCH624GKA* |  | ENH4X30*17** | OMV112K14A | 23600 | 12.7 | 16.2 | 25200 | 9 | 15300 | 1 | HRCU-A-CB |  |  | 172 | 527 | Yes
5245442 | Discontinued | Systems | SXT+ R410A HP | KEEPRITE | CCH624GKA* |  | ENH4X30*17**+WALLCON | *8MV*0701412** | 23800 | 12.7 | 16.2 | 25400 | 8.7 | 15300 | 1 | HRCU-A-CB |  |  | 174 | 545 | Yes
5245443 | Discontinued | Systems | SXT+ R410A HP | KEEPRITE | CCH624GKA* |  | ENH4X30*17**+WALLCON | *8MV*0901716** | 23800 | 13 | 16.2 | 25200 | 8.7 | 15300 | 1 | HRCU-A-CB |  |  | 174 | 545 | Yes
5245444 | Discontinued | Systems | SXT+ R410A HP | KEEPRITE | CCH624GKA* |  | ENH4X30*17**+WALLCON | *8MV*1102120** | 23800 | 13 | 16.5 | 25000 | 9 | 15300 | 1 | HRCU-A-CB |  |  | 171 | 527 | Yes
5245445 | Discontinued | Systems | SXT+ R410A HP | KEEPRITE | CCH624GKA* |  | ENH4X30*17**+WALLCON | *8MV*1352422** | 23800 | 13 | 16.5 | 24800 | 9 | 15300 | 1 | HRCU-A-CB |  |  | 171 | 527 | Yes
5245513 | Discontinued | Systems | SXT+ R410A HP | KEEPRITE | CCH624GKA* |  | ENH4X30*17**+WALLCON | *9MA*0601714A** | 23600 | 12.5 | 15.7 | 25400 | 8.7 | 15400 | 1 | HRCU-A-CB |  |  | 178 | 545 | Yes
5245514 | Discontinued | Systems | SXT+ R410A HP | KEEPRITE | CCH624GKA* |  | ENH4X30*17**+WALLCON | *9MA*0801714A** | 23600 | 12.5 | 16 | 25400 | 8.7 | 15400 | 1 | HRCU-A-CB |  |  | 175 | 545 | Yes
5245515 | Discontinued | Systems | SXT+ R410A HP | KEEPRITE | CCH624GKA* |  | ENH4X30*17**+WALLCON | *9MA*1202422A** | 23600 | 12.7 | 16 | 25000 | 9 | 15300 | 1 | HRCU-A-CB |  |  | 175 | 527 | Yes
5245408 | Discontinued | Systems | SXT+ R410A HP | KEEPRITE | CCH624GKA* |  | ENH4X36*17** | *8MX*0451408** | 23800 | 12.5 | 16 | 25000 | 8.7 | 15500 | 1 | HRCU-A-CB |  |  | 176 | 545 | Yes
5245566 | Discontinued | Systems | SXT+ R410A HP | KEEPRITE | CCH624GKA* |  | ENH4X36*17** | *9MV*0601714A** | 23600 | 12.5 | 16 | 25000 | 8.7 | 15400 | 1 | HRCU-A-CB |  |  | 175 | 545 | Yes
5245567 | Discontinued | Systems | SXT+ R410A HP | KEEPRITE | CCH624GKA* |  | ENH4X36*17** | *9MV*0801716A** | 23600 | 12.7 | 16 | 25000 | 9 | 15400 | 1 | HRCU-A-CB |  |  | 175 | 527 | Yes
5245568 | Discontinued | Systems | SXT+ R410A HP | KEEPRITE | CCH624GKA* |  | ENH4X36*17** | *9MV*1202422A** | 23800 | 12.7 | 16.2 | 25000 | 9 | 15400 | 1 | HRCU-A-CB |  |  | 174 | 527 | Yes
5245485 | Discontinued | Systems | SXT+ R410A HP | KEEPRITE | CCH624GKA* |  | ENH4X36*17** | *9MX*0601714A** | 24600 | 12.5 | 16 | 25000 | 9 | 16000 | 1 | HRCU-A-CB |  |  | 182 | 527 | Yes
5426644 | Discontinued | Systems | SXT+ R410A HP | KEEPRITE | CCH624GKA* |  | ENH4X36*17** | MV08**14C* | 23600 | 12.7 | 16.2 | 25200 | 8.8 | 15200 | 1 | HRCU-A-CB |  |  | 172 | 539 | Yes
5426645 | Discontinued | Systems | SXT+ R410A HP | KEEPRITE | CCH624GKA* |  | ENH4X36*17** | MV12**17C* | 23600 | 12.7 | 16.2 | 25200 | 8.8 | 15300 | 1 | HRCU-A-CB |  |  | 172 | 539 | Yes
5426662 | Discontinued | Systems | SXT+ R410A HP | KEEPRITE | CCH624GKA* |  | ENH4X36*17** | NOMV106D12* | 24200 | 12.7 | 15.7 | 25800 | 8.5 | 15600 | 1 | HRCU-A-CB |  |  | 183 | 558 | Yes
5689880 | Active | Systems | SXT+ R410A HP | KEEPRITE | CCH624GKA* |  | ENH4X36*17** | OMV098J12* | 23800 | 12.5 | 16 | 25000 | 8.7 | 15500 | 1 | HRCU-A-CB |  |  | 176 | 545 | Yes
5245411 | Discontinued | Systems | SXT+ R410A HP | KEEPRITE | CCH624GKA* |  | ENH4X36*17** | OMV112K14A | 23600 | 12.7 | 16.2 | 25000 | 9 | 15300 | 1 | HRCU-A-CB |  |  | 172 | 527 | Yes
5245446 | Discontinued | Systems | SXT+ R410A HP | KEEPRITE | CCH624GKA* |  | ENH4X36*17**+WALLCON | *8MV*0701412** | 23800 | 12.7 | 16.2 | 25000 | 8.7 | 15300 | 1 | HRCU-A-CB |  |  | 174 | 545 | Yes
5245447 | Discontinued | Systems | SXT+ R410A HP | KEEPRITE | CCH624GKA* |  | ENH4X36*17**+WALLCON | *8MV*0901716** | 23800 | 13 | 16.2 | 25000 | 8.7 | 15300 | 1 | HRCU-A-CB |  |  | 174 | 545 | Yes
5245448 | Discontinued | Systems | SXT+ R410A HP | KEEPRITE | CCH624GKA* |  | ENH4X36*17**+WALLCON | *8MV*1102120** | 23800 | 13 | 16.2 | 25000 | 9 | 15300 | 1 | HRCU-A-CB |  |  | 174 | 527 | Yes
5245449 | Discontinued | Systems | SXT+ R410A HP | KEEPRITE | CCH624GKA* |  | ENH4X36*17**+WALLCON | *8MV*1352422** | 23800 | 13 | 16.5 | 25000 | 9 | 15300 | 1 | HRCU-A-CB |  |  | 171 | 527 | Yes
5245516 | Discontinued | Systems | SXT+ R410A HP | KEEPRITE | CCH624GKA* |  | ENH4X36*17**+WALLCON | *9MA*0601714A** | 23600 | 12.5 | 15.7 | 25000 | 8.7 | 15400 | 1 | HRCU-A-CB |  |  | 178 | 545 | Yes
5245517 | Discontinued | Systems | SXT+ R410A HP | KEEPRITE | CCH624GKA* |  | ENH4X36*17**+WALLCON | *9MA*0801714A** | 23600 | 12.5 | 16 | 25000 | 8.7 | 15400 | 1 | HRCU-A-CB |  |  | 175 | 545 | Yes
5245518 | Discontinued | Systems | SXT+ R410A HP | KEEPRITE | CCH624GKA* |  | ENH4X36*17**+WALLCON | *9MA*1202422A** | 23600 | 12.7 | 16 | 25000 | 9 | 15300 | 1 | HRCU-A-CB |  |  | 175 | 527 | Yes
5245462 | Discontinued | Systems | SXT+ R410A HP | KEEPRITE | CCH624GKA* |  | FCM4X24****+WALLCON |  | 23800 | 13 | 16.2 | 25400 | 9 | 15300 | 1 | HRCU-A-CB |  |  | 174 | 527 | Yes
5245463 | Discontinued | Systems | SXT+ R410A HP | KEEPRITE | CCH624GKA* |  | FCM4X36****+WALLCON |  | 24000 | 13 | 16.5 | 25200 | 9 | 15200 | 1 | HRCU-A-CB |  |  | 172 | 527 | Yes
5245356 | Discontinued | Systems | SXT+ R410A HP | KEEPRITE | CCH624GKA* |  | FVM4X24**** |  | 23800 | 13 | 16.5 | 25400 | 9 | 15300 | 1 | HRCU-A-CB | Yes |  | 171 | 527 | Yes
5245424 | Discontinued | Systems | SXT+ R410A HP | KEEPRITE | CCH624GKA* |  | FVM4X36**** |  | 23800 | 13 | 16.5 | 25200 | 9 | 15200 | 1 | HRCU-A-CB |  |  | 171 | 527 | Yes
5483222 | Discontinued | Systems | SXT+ R410A HP | KEEPRITE | CCH624GKA2* |  | EA*4X24*14A* | *8MX*0451408** | 23600 | 12.7 | 16.2 | 25000 | 8.5 | 15400 | 1 | HRCU-A-CB |  |  | 172 | 558 | Yes
5483453 | Discontinued | Systems | SXT+ R410A HP | KEEPRITE | CCH624GKA2* |  | EA*4X24*14A* | MV08**14C* | 23600 | 12.7 | 16.7 | 25000 | 8.5 | 15200 | 1 | HRCU-A-CB |  |  | 167 | 558 | Yes
5483270 | Discontinued | Systems | SXT+ R410A HP | KEEPRITE | CCH624GKA2* |  | EA*4X24*14A*+WALLCON | *8MV*0701412** | 23600 | 13 | 16.7 | 25000 | 8.5 | 15300 | 1 | HRCU-A-CB |  |  | 167 | 558 | Yes
5483397 | Discontinued | Systems | SXT+ R410A HP | KEEPRITE | CCH624GKA2* |  | EA*4X24*17A* | *9MV*0601714A** | 23400 | 12.7 | 16.2 | 25000 | 8.5 | 15300 | 1 | HRCU-A-CB |  |  | 171 | 558 | Yes
5483398 | Discontinued | Systems | SXT+ R410A HP | KEEPRITE | CCH624GKA2* |  | EA*4X24*17A* | *9MV*0801716A** | 23600 | 12.7 | 16.5 | 25000 | 9 | 15300 | 1 | HRCU-A-CB |  |  | 169 | 527 | Yes
5483315 | Discontinued | Systems | SXT+ R410A HP | KEEPRITE | CCH624GKA2* |  | EA*4X24*17A* | *9MX*0601714A** | 24400 | 12.5 | 16.5 | 25000 | 9 | 15900 | 1 | HRCU-A-CB |  |  | 175 | 527 | Yes
5483454 | Discontinued | Systems | SXT+ R410A HP | KEEPRITE | CCH624GKA2* |  | EA*4X24*17A* | MV08**14C* | 23600 | 13 | 16.7 | 25000 | 8.5 | 15200 | 1 | HRCU-A-CB |  |  | 167 | 558 | Yes
5483455 | Discontinued | Systems | SXT+ R410A HP | KEEPRITE | CCH624GKA2* |  | EA*4X24*17A* | MV12**17C* | 23600 | 13 | 16.7 | 25000 | 9 | 15200 | 1 | HRCU-A-CB |  |  | 167 | 527 | Yes
5483484 | Discontinued | Systems | SXT+ R410A HP | KEEPRITE | CCH624GKA2* |  | EA*4X24*17A* | NOMV106D12* | 24200 | 12.7 | 16.2 | 25000 | 8.5 | 15600 | 1 | HRCU-A-CB |  |  | 177 | 558 | Yes
5690935 | Active | Systems | SXT+ R410A HP | KEEPRITE | CCH624GKA2* |  | EA*4X24*17A* | OLV098A12* | 23800 | 12.7 | 15.7 | 25000 | 8.5 | 15400 | 1 | HRCU-A-CB |  |  | 179 | 558 | Yes
5690930 | Active | Systems | SXT+ R410A HP | KEEPRITE | CCH624GKA2* |  | EA*4X24*17A* | OMV098J12* | 23800 | 12.7 | 16.5 | 25000 | 8.5 | 15400 | 1 | HRCU-A-CB |  |  | 171 | 558 | Yes
5483225 | Discontinued | Systems | SXT+ R410A HP | KEEPRITE | CCH624GKA2* |  | EA*4X24*17A* | OMV112K14A | 23600 | 12.7 | 16.7 | 25000 | 9 | 15200 | 1 | HRCU-A-CB |  |  | 167 | 527 | Yes
5483271 | Discontinued | Systems | SXT+ R410A HP | KEEPRITE | CCH624GKA2* |  | EA*4X24*17A*+WALLCON | *8MV*0901716** | 23800 | 13 | 16.7 | 25000 | 8.5 | 15200 | 1 | HRCU-A-CB |  |  | 169 | 558 | Yes
5483346 | Discontinued | Systems | SXT+ R410A HP | KEEPRITE | CCH624GKA2* |  | EA*4X24*17A*+WALLCON | *9MA*0601714A** | 23600 | 12.7 | 16.2 | 25000 | 8.5 | 15400 | 1 | HRCU-A-CB |  |  | 172 | 558 | Yes
5483347 | Discontinued | Systems | SXT+ R410A HP | KEEPRITE | CCH624GKA2* |  | EA*4X24*17A*+WALLCON | *9MA*0801714A** | 23600 | 12.7 | 16.5 | 25000 | 8.5 | 15300 | 1 | HRCU-A-CB |  |  | 169 | 558 | Yes
5483226 | Discontinued | Systems | SXT+ R410A HP | KEEPRITE | CCH624GKA2* |  | EA*4X30*14A* | *8MX*0451408** | 23800 | 12.7 | 16.2 | 25000 | 9 | 15400 | 1 | HRCU-A-CB |  |  | 174 | 527 | Yes
5483456 | Discontinued | Systems | SXT+ R410A HP | KEEPRITE | CCH624GKA2* |  | EA*4X30*14A* | MV08**14C* | 23600 | 13 | 16.5 | 25000 | 9 | 15200 | 1 | HRCU-A-CB |  |  | 169 | 527 | Yes
5483272 | Discontinued | Systems | SXT+ R410A HP | KEEPRITE | CCH624GKA2* |  | EA*4X30*14A*+WALLCON | *8MV*0701412** | 23800 | 13 | 16.7 | 25000 | 9 | 15300 | 1 | HRCU-A-CB |  |  | 169 | 527 | Yes
5483401 | Discontinued | Systems | SXT+ R410A HP | KEEPRITE | CCH624GKA2* |  | EA*4X30*17A* | *9MV*0601714A** | 23600 | 12.7 | 16.5 | 25000 | 9 | 15300 | 1 | HRCU-A-CB |  |  | 169 | 527 | Yes
5483402 | Discontinued | Systems | SXT+ R410A HP | KEEPRITE | CCH624GKA2* |  | EA*4X30*17A* | *9MV*0801716A** | 23800 | 13 | 16.7 | 25000 | 9 | 15300 | 1 | HRCU-A-CB |  |  | 169 | 527 | Yes
5483319 | Discontinued | Systems | SXT+ R410A HP | KEEPRITE | CCH624GKA2* |  | EA*4X30*17A* | *9MX*0601714A** | 24600 | 12.7 | 16.7 | 25000 | 9.2 | 15900 | 1 | HRCU-A-CB |  |  | 174 | 515 | Yes
5483457 | Discontinued | Systems | SXT+ R410A HP | KEEPRITE | CCH624GKA2* |  | EA*4X30*17A* | MV08**14C* | 23600 | 13 | 16.7 | 25000 | 9 | 15200 | 1 | HRCU-A-CB |  |  | 167 | 527 | Yes
5483458 | Discontinued | Systems | SXT+ R410A HP | KEEPRITE | CCH624GKA2* |  | EA*4X30*17A* | MV12**17C* | 23800 | 13 | 16.7 | 25000 | 9 | 15200 | 1 | HRCU-A-CB |  |  | 169 | 527 | Yes
5483485 | Discontinued | Systems | SXT+ R410A HP | KEEPRITE | CCH624GKA2* |  | EA*4X30*17A* | NOMV106D12* | 24200 | 12.7 | 16.2 | 25000 | 8.5 | 15600 | 1 | HRCU-A-CB |  |  | 177 | 558 | Yes
5690951 | Active | Systems | SXT+ R410A HP | KEEPRITE | CCH624GKA2* |  | EA*4X30*17A* | OLV098A12* | 23800 | 12.7 | 16 | 25000 | 8.5 | 15400 | 1 | HRCU-A-CB |  |  | 176 | 558 | Yes
5690945 | Active | Systems | SXT+ R410A HP | KEEPRITE | CCH624GKA2* |  | EA*4X30*17A* | OMV098J12* | 23800 | 12.7 | 16.5 | 25000 | 8.5 | 15400 | 1 | HRCU-A-CB |  |  | 171 | 558 | Yes
5483229 | Discontinued | Systems | SXT+ R410A HP | KEEPRITE | CCH624GKA2* |  | EA*4X30*17A* | OMV112K14A | 23800 | 13 | 16.7 | 25000 | 9 | 15200 | 1 | HRCU-A-CB |  |  | 169 | 527 | Yes
5483273 | Discontinued | Systems | SXT+ R410A HP | KEEPRITE | CCH624GKA2* |  | EA*4X30*17A*+WALLCON | *8MV*0901716** | 23800 | 13.2 | 16.7 | 25000 | 9 | 15200 | 1 | HRCU-A-CB |  |  | 169 | 527 | Yes
5483348 | Discontinued | Systems | SXT+ R410A HP | KEEPRITE | CCH624GKA2* |  | EA*4X30*17A*+WALLCON | *9MA*0601714A** | 23600 | 12.7 | 16.2 | 25000 | 8.5 | 15400 | 1 | HRCU-A-CB |  |  | 172 | 558 | Yes
5483349 | Discontinued | Systems | SXT+ R410A HP | KEEPRITE | CCH624GKA2* |  | EA*4X30*17A*+WALLCON | *9MA*0801714A** | 23800 | 12.7 | 16.5 | 25000 | 8.5 | 15300 | 1 | HRCU-A-CB |  |  | 171 | 558 | Yes
5483230 | Discontinued | Systems | SXT+ R410A HP | KEEPRITE | CCH624GKA2* |  | EA*4X36*14A* | *8MX*0451408** | 24000 | 12.7 | 16.5 | 25000 | 9 | 15400 | 1 | HRCU-A-CB |  |  | 172 | 527 | Yes
5483459 | Discontinued | Systems | SXT+ R410A HP | KEEPRITE | CCH624GKA2* |  | EA*4X36*14A* | MV08**14C* | 23600 | 13 | 16.7 | 25000 | 9 | 15200 | 1 | HRCU-A-CB |  |  | 167 | 527 | Yes
5483274 | Discontinued | Systems | SXT+ R410A HP | KEEPRITE | CCH624GKA2* |  | EA*4X36*14A*+WALLCON | *8MV*0701412** | 23800 | 13 | 16.7 | 25000 | 9 | 15300 | 1 | HRCU-A-CB |  |  | 169 | 527 | Yes
5483405 | Discontinued | Systems | SXT+ R410A HP | KEEPRITE | CCH624GKA2* |  | EA*4X36*17A* | *9MV*0601714A** | 23800 | 12.7 | 16.5 | 25000 | 9 | 15300 | 1 | HRCU-A-CB |  |  | 171 | 527 | Yes
5483406 | Discontinued | Systems | SXT+ R410A HP | KEEPRITE | CCH624GKA2* |  | EA*4X36*17A* | *9MV*0801716A** | 24000 | 13 | 16.7 | 25000 | 9 | 15400 | 1 | HRCU-A-CB |  |  | 170 | 527 | Yes
5483323 | Discontinued | Systems | SXT+ R410A HP | KEEPRITE | CCH624GKA2* |  | EA*4X36*17A* | *9MX*0601714A** | 24800 | 12.7 | 16.7 | 25000 | 9 | 15900 | 1 | HRCU-A-CB |  |  | 176 | 527 | Yes
5483460 | Discontinued | Systems | SXT+ R410A HP | KEEPRITE | CCH624GKA2* |  | EA*4X36*17A* | MV08**14C* | 23600 | 13 | 16.7 | 25000 | 9 | 15200 | 1 | HRCU-A-CB |  |  | 167 | 527 | Yes
5483461 | Discontinued | Systems | SXT+ R410A HP | KEEPRITE | CCH624GKA2* |  | EA*4X36*17A* | MV12**17C* | 23800 | 13.2 | 16.7 | 25000 | 9 | 15200 | 1 | HRCU-A-CB |  |  | 169 | 527 | Yes
5483486 | Discontinued | Systems | SXT+ R410A HP | KEEPRITE | CCH624GKA2* |  | EA*4X36*17A* | NOMV106D12* | 24400 | 13 | 16.2 | 25000 | 8.5 | 15600 | 1 | HRCU-A-CB |  |  | 178 | 558 | Yes
5690964 | Active | Systems | SXT+ R410A HP | KEEPRITE | CCH624GKA2* |  | EA*4X36*17A* | OLV098A12* | 24000 | 12.7 | 16 | 25000 | 8.5 | 15400 | 1 | HRCU-A-CB |  |  | 178 | 558 | Yes
5690959 | Active | Systems | SXT+ R410A HP | KEEPRITE | CCH624GKA2* |  | EA*4X36*17A* | OMV098J12* | 24000 | 12.7 | 16.5 | 25000 | 8.5 | 15400 | 1 | HRCU-A-CB |  |  | 172 | 558 | Yes
5483233 | Discontinued | Systems | SXT+ R410A HP | KEEPRITE | CCH624GKA2* |  | EA*4X36*17A* | OMV112K14A | 23800 | 13 | 16.7 | 25000 | 9 | 15200 | 1 | HRCU-A-CB |  |  | 169 | 527 | Yes
5483275 | Discontinued | Systems | SXT+ R410A HP | KEEPRITE | CCH624GKA2* |  | EA*4X36*17A*+WALLCON | *8MV*0901716** | 24000 | 13.2 | 16.7 | 25000 | 9 | 15200 | 1 | HRCU-A-CB |  |  | 170 | 527 | Yes
5483350 | Discontinued | Systems | SXT+ R410A HP | KEEPRITE | CCH624GKA2* |  | EA*4X36*17A*+WALLCON | *9MA*0601714A** | 23800 | 12.7 | 16.2 | 25000 | 8.5 | 15400 | 1 | HRCU-A-CB |  |  | 174 | 558 | Yes
5483351 | Discontinued | Systems | SXT+ R410A HP | KEEPRITE | CCH624GKA2* |  | EA*4X36*17A*+WALLCON | *9MA*0801714A** | 23800 | 13 | 16.5 | 25000 | 9 | 15300 | 1 | HRCU-A-CB |  |  | 171 | 527 | Yes
5483407 | Discontinued | Systems | SXT+ R410A HP | KEEPRITE | CCH624GKA2* |  | EA*4X36*21A* | *9MV*0601714A** | 23800 | 13 | 16.7 | 25000 | 9 | 15400 | 1 | HRCU-A-CB |  |  | 169 | 527 | Yes
5483408 | Discontinued | Systems | SXT+ R410A HP | KEEPRITE | CCH624GKA2* |  | EA*4X36*21A* | *9MV*0801716A** | 24000 | 13 | 16.7 | 25000 | 9 | 15400 | 1 | HRCU-A-CB |  |  | 170 | 527 | Yes
5483409 | Discontinued | Systems | SXT+ R410A HP | KEEPRITE | CCH624GKA2* |  | EA*4X36*21A* | *9MV*0802120A** | 24400 | 13.2 | 17.2 | 25000 | 9 | 15500 | 1 | HRCU-A-CB |  |  | 168 | 527 | Yes
5483410 | Discontinued | Systems | SXT+ R410A HP | KEEPRITE | CCH624GKA2* |  | EA*4X36*21A* | *9MV*1002120A** | 24600 | 13.2 | 17.2 | 25000 | 9 | 15600 | 1 | HRCU-A-CB |  |  | 169 | 527 | Yes
5483462 | Discontinued | Systems | SXT+ R410A HP | KEEPRITE | CCH624GKA2* |  | EA*4X36*21A* | MV12**17C* | 23800 | 13.2 | 17 | 25000 | 9 | 15200 | 1 | HRCU-A-CB |  |  | 166 | 527 | Yes
5483487 | Discontinued | Systems | SXT+ R410A HP | KEEPRITE | CCH624GKA2* |  | EA*4X36*21A* | NOMV106D12* | 24400 | 13.2 | 16.5 | 25000 | 8.5 | 15600 | 1 | HRCU-A-CB |  |  | 175 | 558 | Yes
5483276 | Discontinued | Systems | SXT+ R410A HP | KEEPRITE | CCH624GKA2* |  | EA*4X36*21A*+WALLCON | *8MV*1102120** | 24000 | 13.2 | 17.2 | 25000 | 9 | 15200 | 1 | HRCU-A-CB |  |  | 165 | 527 | Yes
5483352 | Discontinued | Systems | SXT+ R410A HP | KEEPRITE | CCH624GKA2* |  | EA*4X36*21A*+WALLCON | *9MA*0601714A** | 23800 | 12.7 | 16.5 | 25000 | 8.5 | 15300 | 1 | HRCU-A-CB |  |  | 171 | 558 | Yes
5483380 | Discontinued | Systems | SXT+ R410A HP | KEEPRITE | CCH624GKA2* |  | EA*4X36*21A*+WALLCON | *9MA*0602120A** | 23400 | 12.7 | 16.2 | 25000 | 8.5 | 15300 | 1 | HRCU-A-CB |  |  | 171 | 558 | Yes
5483353 | Discontinued | Systems | SXT+ R410A HP | KEEPRITE | CCH624GKA2* |  | EA*4X36*21A*+WALLCON | *9MA*0801714A** | 23800 | 13 | 16.5 | 25000 | 9 | 15300 | 1 | HRCU-A-CB |  |  | 171 | 527 | Yes
5483381 | Discontinued | Systems | SXT+ R410A HP | KEEPRITE | CCH624GKA2* |  | EA*4X36*21A*+WALLCON | *9MA*0802120A** | 23600 | 13 | 16.7 | 25000 | 9 | 15300 | 1 | HRCU-A-CB |  |  | 167 | 527 | Yes
5483382 | Discontinued | Systems | SXT+ R410A HP | KEEPRITE | CCH624GKA2* |  | EA*4X36*21A*+WALLCON | *9MA*1002122A** | 23600 | 13 | 17 | 25000 | 9 | 15300 | 1 | HRCU-A-CB |  |  | 164 | 527 | Yes
5483257 | Discontinued | Systems | SXT+ R410A HP | KEEPRITE | CCH624GKA2* |  | EHD4X24A** | *8MX*0451408** | 23600 | 12.7 | 16.2 | 25000 | 8.5 | 15400 | 1 | HRCU-A-CB |  |  | 172 | 558 | Yes
5483436 | Discontinued | Systems | SXT+ R410A HP | KEEPRITE | CCH624GKA2* |  | EHD4X24A** | *9MV*0601714A** | 23400 | 12.5 | 16 | 25000 | 8.5 | 15300 | 1 | HRCU-A-CB |  |  | 173 | 558 | Yes
5483437 | Discontinued | Systems | SXT+ R410A HP | KEEPRITE | CCH624GKA2* |  | EHD4X24A** | *9MV*0801716A** | 23400 | 12.7 | 16.2 | 25000 | 8.5 | 15200 | 1 | HRCU-A-CB |  |  | 171 | 558 | Yes
5483438 | Discontinued | Systems | SXT+ R410A HP | KEEPRITE | CCH624GKA2* |  | EHD4X24A** | *9MV*0802120A** | 23200 | 12.7 | 16.5 | 25000 | 8.5 | 15100 | 1 | HRCU-A-CB |  |  | 166 | 558 | Yes
5483439 | Discontinued | Systems | SXT+ R410A HP | KEEPRITE | CCH624GKA2* |  | EHD4X24A** | *9MV*1002120A** | 23400 | 12.7 | 16.5 | 25000 | 9 | 15200 | 1 | HRCU-A-CB |  |  | 168 | 527 | Yes
5483440 | Discontinued | Systems | SXT+ R410A HP | KEEPRITE | CCH624GKA2* |  | EHD4X24A** | *9MV*1202422A** | 23400 | 12.7 | 16.2 | 25000 | 9 | 15200 | 1 | HRCU-A-CB |  |  | 171 | 527 | Yes
5483478 | Discontinued | Systems | SXT+ R410A HP | KEEPRITE | CCH624GKA2* |  | EHD4X24A** | MV08**14C* | 23600 | 12.7 | 16.5 | 25000 | 8.5 | 15300 | 1 | HRCU-A-CB |  |  | 169 | 558 | Yes
5483479 | Discontinued | Systems | SXT+ R410A HP | KEEPRITE | CCH624GKA2* |  | EHD4X24A** | MV12**17C* | 23800 | 13 | 16.7 | 25000 | 9 | 15300 | 1 | HRCU-A-CB |  |  | 169 | 527 | Yes
5483495 | Discontinued | Systems | SXT+ R410A HP | KEEPRITE | CCH624GKA2* |  | EHD4X24A** | NOMV106D12* | 24400 | 12.5 | 16 | 25000 | 8.5 | 15800 | 1 | HRCU-A-CB |  |  | 181 | 558 | Yes
5691061 | Active | Systems | SXT+ R410A HP | KEEPRITE | CCH624GKA2* |  | EHD4X24A** | OLV098A12* | 23800 | 12.5 | 15.7 | 25000 | 8.5 | 15500 | 1 | HRCU-A-CB |  |  | 179 | 558 | Yes
5691058 | Active | Systems | SXT+ R410A HP | KEEPRITE | CCH624GKA2* |  | EHD4X24A** | OMV098J12* | 23800 | 12.5 | 16.2 | 25000 | 8.5 | 15600 | 1 | HRCU-A-CB |  |  | 174 | 558 | Yes
5483260 | Discontinued | Systems | SXT+ R410A HP | KEEPRITE | CCH624GKA2* |  | EHD4X24A** | OMV112K14A | 23800 | 12.7 | 16.5 | 25000 | 9 | 15400 | 1 | HRCU-A-CB |  |  | 171 | 527 | Yes
5483296 | Discontinued | Systems | SXT+ R410A HP | KEEPRITE | CCH624GKA2* |  | EHD4X24A**+WALLCON | *8MV*0701412** | 23800 | 13 | 16.7 | 25000 | 9 | 15300 | 1 | HRCU-A-CB |  |  | 169 | 527 | Yes
5483298 | Discontinued | Systems | SXT+ R410A HP | KEEPRITE | CCH624GKA2* |  | EHD4X24A**+WALLCON | *8MV*0901716** | 23800 | 13 | 16.7 | 25000 | 9 | 15300 | 1 | HRCU-A-CB |  |  | 169 | 527 | Yes
5483299 | Discontinued | Systems | SXT+ R410A HP | KEEPRITE | CCH624GKA2* |  | EHD4X24A**+WALLCON | *8MV*1102120** | 23800 | 13 | 16.7 | 25000 | 9 | 15400 | 1 | HRCU-A-CB |  |  | 169 | 527 | Yes
5483300 | Discontinued | Systems | SXT+ R410A HP | KEEPRITE | CCH624GKA2* |  | EHD4X24A**+WALLCON | *8MV*1352422** | 23800 | 13 | 16.7 | 25000 | 9 | 15300 | 1 | HRCU-A-CB |  |  | 169 | 527 | Yes
5483371 | Discontinued | Systems | SXT+ R410A HP | KEEPRITE | CCH624GKA2* |  | EHD4X24A**+WALLCON | *9MA*0601714A** | 23800 | 12.5 | 16.2 | 25000 | 8.5 | 15500 | 1 | HRCU-A-CB |  |  | 174 | 558 | Yes
5483386 | Discontinued | Systems | SXT+ R410A HP | KEEPRITE | CCH624GKA2* |  | EHD4X24A**+WALLCON | *9MA*0602120A** | 23400 | 12.5 | 16 | 25000 | 8.5 | 15400 | 1 | HRCU-A-CB |  |  | 173 | 558 | Yes
5483372 | Discontinued | Systems | SXT+ R410A HP | KEEPRITE | CCH624GKA2* |  | EHD4X24A**+WALLCON | *9MA*0801714A** | 23800 | 12.7 | 16.2 | 25000 | 8.5 | 15400 | 1 | HRCU-A-CB |  |  | 174 | 558 | Yes
5483387 | Discontinued | Systems | SXT+ R410A HP | KEEPRITE | CCH624GKA2* |  | EHD4X24A**+WALLCON | *9MA*0802120A** | 23400 | 12.7 | 16.5 | 25000 | 9 | 15400 | 1 | HRCU-A-CB |  |  | 168 | 527 | Yes
5483388 | Discontinued | Systems | SXT+ R410A HP | KEEPRITE | CCH624GKA2* |  | EHD4X24A**+WALLCON | *9MA*1002122A** | 23400 | 12.7 | 16.5 | 25000 | 9 | 15400 | 1 | HRCU-A-CB |  |  | 168 | 527 | Yes
5483373 | Discontinued | Systems | SXT+ R410A HP | KEEPRITE | CCH624GKA2* |  | EHD4X24A**+WALLCON | *9MA*1202422A** | 23800 | 12.7 | 16.5 | 25000 | 9 | 15400 | 1 | HRCU-A-CB |  |  | 171 | 527 | Yes
5483261 | Discontinued | Systems | SXT+ R410A HP | KEEPRITE | CCH624GKA2* |  | EHD4X30A** | *8MX*0451408** | 24000 | 12.7 | 16.5 | 25000 | 9 | 15400 | 1 | HRCU-A-CB |  |  | 172 | 527 | Yes
5483442 | Discontinued | Systems | SXT+ R410A HP | KEEPRITE | CCH624GKA2* |  | EHD4X30A** | *9MV*0601714A** | 23600 | 12.7 | 16.5 | 25000 | 9 | 15300 | 1 | HRCU-A-CB |  |  | 169 | 527 | Yes
5483443 | Discontinued | Systems | SXT+ R410A HP | KEEPRITE | CCH624GKA2* |  | EHD4X30A** | *9MV*0801716A** | 23800 | 13 | 16.7 | 25000 | 9 | 15300 | 1 | HRCU-A-CB |  |  | 169 | 527 | Yes
5483444 | Discontinued | Systems | SXT+ R410A HP | KEEPRITE | CCH624GKA2* |  | EHD4X30A** | *9MV*0802120A** | 23800 | 13 | 17 | 25000 | 9 | 15300 | 1 | HRCU-A-CB |  |  | 166 | 527 | Yes
5483445 | Discontinued | Systems | SXT+ R410A HP | KEEPRITE | CCH624GKA2* |  | EHD4X30A** | *9MV*1002120A** | 24000 | 13 | 17 | 25000 | 9 | 15300 | 1 | HRCU-A-CB |  |  | 167 | 527 | Yes
5483446 | Discontinued | Systems | SXT+ R410A HP | KEEPRITE | CCH624GKA2* |  | EHD4X30A** | *9MV*1202422A** | 23800 | 13 | 17 | 25000 | 9 | 15300 | 1 | HRCU-A-CB |  |  | 166 | 527 | Yes
5483343 | Discontinued | Systems | SXT+ R410A HP | KEEPRITE | CCH624GKA2* |  | EHD4X30A** | *9MX*0601714A** | 24800 | 12.7 | 16.7 | 25000 | 9 | 16000 | 1 | HRCU-A-CB |  |  | 176 | 527 | Yes
5483480 | Discontinued | Systems | SXT+ R410A HP | KEEPRITE | CCH624GKA2* |  | EHD4X30A** | MV08**14C* | 23800 | 13 | 16.7 | 25000 | 9 | 15200 | 1 | HRCU-A-CB |  |  | 169 | 527 | Yes
5483481 | Discontinued | Systems | SXT+ R410A HP | KEEPRITE | CCH624GKA2* |  | EHD4X30A** | MV12**17C* | 24000 | 13 | 17 | 25000 | 9 | 15300 | 1 | HRCU-A-CB |  |  | 167 | 527 | Yes
5483496 | Discontinued | Systems | SXT+ R410A HP | KEEPRITE | CCH624GKA2* |  | EHD4X30A** | NOMV106D12* | 24400 | 12.7 | 16.2 | 25000 | 8.5 | 15700 | 1 | HRCU-A-CB |  |  | 178 | 558 | Yes
5691077 | Active | Systems | SXT+ R410A HP | KEEPRITE | CCH624GKA2* |  | EHD4X30A** | OLV098A12* | 24000 | 12.7 | 16 | 25000 | 8.5 | 15400 | 1 | HRCU-A-CB |  |  | 178 | 558 | Yes
5691071 | Active | Systems | SXT+ R410A HP | KEEPRITE | CCH624GKA2* |  | EHD4X30A** | OMV098J12* | 24000 | 12.7 | 16.5 | 25000 | 8.5 | 15500 | 1 | HRCU-A-CB |  |  | 172 | 558 | Yes
5483264 | Discontinued | Systems | SXT+ R410A HP | KEEPRITE | CCH624GKA2* |  | EHD4X30A** | OMV112K14A | 23800 | 13 | 16.7 | 25000 | 9 | 15300 | 1 | HRCU-A-CB |  |  | 169 | 527 | Yes
5483301 | Discontinued | Systems | SXT+ R410A HP | KEEPRITE | CCH624GKA2* |  | EHD4X30A**+WALLCON | *8MV*0701412** | 24000 | 13 | 17 | 25000 | 9 | 15300 | 1 | HRCU-A-CB |  |  | 167 | 527 | Yes
5483303 | Discontinued | Systems | SXT+ R410A HP | KEEPRITE | CCH624GKA2* |  | EHD4X30A**+WALLCON | *8MV*0901716** | 24000 | 13.2 | 17 | 25000 | 9 | 15300 | 1 | HRCU-A-CB |  |  | 167 | 527 | Yes
5483304 | Discontinued | Systems | SXT+ R410A HP | KEEPRITE | CCH624GKA2* |  | EHD4X30A**+WALLCON | *8MV*1102120** | 24000 | 13.2 | 17 | 25000 | 9 | 15300 | 1 | HRCU-A-CB |  |  | 167 | 527 | Yes
5483305 | Discontinued | Systems | SXT+ R410A HP | KEEPRITE | CCH624GKA2* |  | EHD4X30A**+WALLCON | *8MV*1352422** | 24000 | 13.2 | 17.2 | 25000 | 9 | 15300 | 1 | HRCU-A-CB |  |  | 165 | 527 | Yes
5483374 | Discontinued | Systems | SXT+ R410A HP | KEEPRITE | CCH624GKA2* |  | EHD4X30A**+WALLCON | *9MA*0601714A** | 23800 | 12.7 | 16.2 | 25000 | 8.5 | 15400 | 1 | HRCU-A-CB |  |  | 174 | 558 | Yes
5483389 | Discontinued | Systems | SXT+ R410A HP | KEEPRITE | CCH624GKA2* |  | EHD4X30A**+WALLCON | *9MA*0602120A** | 23600 | 12.7 | 16.2 | 25000 | 8.5 | 15400 | 1 | HRCU-A-CB |  |  | 172 | 558 | Yes
5483375 | Discontinued | Systems | SXT+ R410A HP | KEEPRITE | CCH624GKA2* |  | EHD4X30A**+WALLCON | *9MA*0801714A** | 23800 | 12.7 | 16.5 | 25000 | 8.5 | 15400 | 1 | HRCU-A-CB |  |  | 171 | 558 | Yes
5483390 | Discontinued | Systems | SXT+ R410A HP | KEEPRITE | CCH624GKA2* |  | EHD4X30A**+WALLCON | *9MA*0802120A** | 23600 | 12.7 | 16.7 | 25000 | 9 | 15300 | 1 | HRCU-A-CB |  |  | 167 | 527 | Yes
5483391 | Discontinued | Systems | SXT+ R410A HP | KEEPRITE | CCH624GKA2* |  | EHD4X30A**+WALLCON | *9MA*1002122A** | 23600 | 13 | 16.7 | 25000 | 9 | 15300 | 1 | HRCU-A-CB |  |  | 167 | 527 | Yes
5483376 | Discontinued | Systems | SXT+ R410A HP | KEEPRITE | CCH624GKA2* |  | EHD4X30A**+WALLCON | *9MA*1202422A** | 24000 | 13 | 16.7 | 25000 | 9 | 15400 | 1 | HRCU-A-CB |  |  | 170 | 527 | Yes
5483265 | Discontinued | Systems | SXT+ R410A HP | KEEPRITE | CCH624GKA2* |  | EHD4X36A** | *8MX*0451408** | 24200 | 13 | 16.5 | 25000 | 9 | 15500 | 1 | HRCU-A-CB |  |  | 174 | 527 | Yes
5483448 | Discontinued | Systems | SXT+ R410A HP | KEEPRITE | CCH624GKA2* |  | EHD4X36A** | *9MV*0601714A** | 23800 | 12.7 | 16.5 | 25000 | 9 | 15400 | 1 | HRCU-A-CB |  |  | 171 | 527 | Yes
5483449 | Discontinued | Systems | SXT+ R410A HP | KEEPRITE | CCH624GKA2* |  | EHD4X36A** | *9MV*0801716A** | 24000 | 13 | 17 | 25000 | 9 | 15400 | 1 | HRCU-A-CB |  |  | 167 | 527 | Yes
5483450 | Discontinued | Systems | SXT+ R410A HP | KEEPRITE | CCH624GKA2* |  | EHD4X36A** | *9MV*0802120A** | 24200 | 13.2 | 17 | 25000 | 9 | 15400 | 1 | HRCU-A-CB |  |  | 169 | 527 | Yes
5483451 | Discontinued | Systems | SXT+ R410A HP | KEEPRITE | CCH624GKA2* |  | EHD4X36A** | *9MV*1002120A** | 24400 | 13.2 | 17.2 | 25000 | 9 | 15500 | 1 | HRCU-A-CB |  |  | 168 | 527 | Yes
5483452 | Discontinued | Systems | SXT+ R410A HP | KEEPRITE | CCH624GKA2* |  | EHD4X36A** | *9MV*1202422A** | 24200 | 13.2 | 17 | 25000 | 9 | 15500 | 1 | HRCU-A-CB |  |  | 169 | 527 | Yes
5483345 | Discontinued | Systems | SXT+ R410A HP | KEEPRITE | CCH624GKA2* |  | EHD4X36A** | *9MX*0601714A** | 25000 | 12.7 | 16.7 | 25000 | 9 | 16000 | 1 | HRCU-A-CB |  |  | 177 | 527 | Yes
5483482 | Discontinued | Systems | SXT+ R410A HP | KEEPRITE | CCH624GKA2* |  | EHD4X36A** | MV08**14C* | 23800 | 13 | 16.7 | 25000 | 9 | 15200 | 1 | HRCU-A-CB |  |  | 169 | 527 | Yes
5483483 | Discontinued | Systems | SXT+ R410A HP | KEEPRITE | CCH624GKA2* |  | EHD4X36A** | MV12**17C* | 24000 | 13.2 | 17 | 25000 | 9 | 15300 | 1 | HRCU-A-CB |  |  | 167 | 527 | Yes
5483497 | Discontinued | Systems | SXT+ R410A HP | KEEPRITE | CCH624GKA2* |  | EHD4X36A** | NOMV106D12* | 24600 | 13 | 16.2 | 25000 | 8.5 | 15700 | 1 | HRCU-A-CB |  |  | 180 | 558 | Yes
5691092 | Active | Systems | SXT+ R410A HP | KEEPRITE | CCH624GKA2* |  | EHD4X36A** | OLV098A12* | 24000 | 13 | 16 | 25000 | 8.5 | 15400 | 1 | HRCU-A-CB |  |  | 178 | 558 | Yes
5691082 | Active | Systems | SXT+ R410A HP | KEEPRITE | CCH624GKA2* |  | EHD4X36A** | OMV098J12* | 24000 | 12.7 | 16.5 | 25000 | 9 | 15500 | 1 | HRCU-A-CB |  |  | 172 | 527 | Yes
5483268 | Discontinued | Systems | SXT+ R410A HP | KEEPRITE | CCH624GKA2* |  | EHD4X36A** | OMV112K14A | 24000 | 13 | 16.7 | 25000 | 9 | 15300 | 1 | HRCU-A-CB |  |  | 170 | 527 | Yes
5483306 | Discontinued | Systems | SXT+ R410A HP | KEEPRITE | CCH624GKA2* |  | EHD4X36A**+WALLCON | *8MV*0701412** | 24000 | 13.2 | 17 | 25000 | 9 | 15300 | 1 | HRCU-A-CB |  |  | 167 | 527 | Yes
5483308 | Discontinued | Systems | SXT+ R410A HP | KEEPRITE | CCH624GKA2* |  | EHD4X36A**+WALLCON | *8MV*0901716** | 24000 | 13.2 | 17 | 25000 | 9 | 15300 | 1 | HRCU-A-CB |  |  | 167 | 527 | Yes
5483309 | Discontinued | Systems | SXT+ R410A HP | KEEPRITE | CCH624GKA2* |  | EHD4X36A**+WALLCON | *8MV*1102120** | 24000 | 13.2 | 17.2 | 25000 | 9 | 15300 | 1 | HRCU-A-CB |  |  | 165 | 527 | Yes
5483310 | Discontinued | Systems | SXT+ R410A HP | KEEPRITE | CCH624GKA2* |  | EHD4X36A**+WALLCON | *8MV*1352422** | 24000 | 13.2 | 17.2 | 25000 | 9.5 | 15300 | 1 | HRCU-A-CB |  |  | 165 | 499 | Yes
5483377 | Discontinued | Systems | SXT+ R410A HP | KEEPRITE | CCH624GKA2* |  | EHD4X36A**+WALLCON | *9MA*0601714A** | 24000 | 12.7 | 16.5 | 25000 | 9 | 15400 | 1 | HRCU-A-CB |  |  | 172 | 527 | Yes
5483392 | Discontinued | Systems | SXT+ R410A HP | KEEPRITE | CCH624GKA2* |  | EHD4X36A**+WALLCON | *9MA*0602120A** | 23600 | 12.7 | 16.2 | 25000 | 9 | 15400 | 1 | HRCU-A-CB |  |  | 172 | 527 | Yes
5483378 | Discontinued | Systems | SXT+ R410A HP | KEEPRITE | CCH624GKA2* |  | EHD4X36A**+WALLCON | *9MA*0801714A** | 24000 | 13 | 16.5 | 25000 | 9 | 15400 | 1 | HRCU-A-CB |  |  | 172 | 527 | Yes
5483393 | Discontinued | Systems | SXT+ R410A HP | KEEPRITE | CCH624GKA2* |  | EHD4X36A**+WALLCON | *9MA*0802120A** | 23600 | 13 | 17 | 25000 | 9 | 15400 | 1 | HRCU-A-CB |  |  | 164 | 527 | Yes
5483394 | Discontinued | Systems | SXT+ R410A HP | KEEPRITE | CCH624GKA2* |  | EHD4X36A**+WALLCON | *9MA*1002122A** | 23600 | 13 | 16.7 | 25000 | 9 | 15300 | 1 | HRCU-A-CB |  |  | 167 | 527 | Yes
5483379 | Discontinued | Systems | SXT+ R410A HP | KEEPRITE | CCH624GKA2* |  | EHD4X36A**+WALLCON | *9MA*1202422A** | 24000 | 13 | 16.7 | 25000 | 9 | 15400 | 1 | HRCU-A-CB |  |  | 170 | 527 | Yes
5483234 | Discontinued | Systems | SXT+ R410A HP | KEEPRITE | CCH624GKA2* |  | EN(A,D)4X24*14** | *8MX*0451408** | 23600 | 12.7 | 16.2 | 25000 | 8.5 | 15400 | 1 | HRCU-A-CB |  |  | 172 | 558 | Yes
5483463 | Discontinued | Systems | SXT+ R410A HP | KEEPRITE | CCH624GKA2* |  | EN(A,D)4X24*14** | MV08**14C* | 23600 | 12.7 | 16.7 | 25000 | 8.5 | 15200 | 1 | HRCU-A-CB |  |  | 167 | 558 | Yes
5483277 | Discontinued | Systems | SXT+ R410A HP | KEEPRITE | CCH624GKA2* |  | EN(A,D)4X24*14**+WALLCON | *8MV*0701412** | 23800 | 13 | 16.7 | 25000 | 8.5 | 15300 | 1 | HRCU-A-CB |  |  | 169 | 558 | Yes
5483413 | Discontinued | Systems | SXT+ R410A HP | KEEPRITE | CCH624GKA2* |  | EN(A,D)4X24*17** | *9MV*0601714A** | 23400 | 12.5 | 16.2 | 25000 | 8.5 | 15300 | 1 | HRCU-A-CB |  |  | 171 | 558 | Yes
5483414 | Discontinued | Systems | SXT+ R410A HP | KEEPRITE | CCH624GKA2* |  | EN(A,D)4X24*17** | *9MV*0801716A** | 23400 | 12.7 | 16.5 | 25000 | 9 | 15200 | 1 | HRCU-A-CB |  |  | 168 | 527 | Yes
5483326 | Discontinued | Systems | SXT+ R410A HP | KEEPRITE | CCH624GKA2* |  | EN(A,D)4X24*17** | *9MX*0601714A** | 24400 | 12.5 | 16.5 | 25000 | 9 | 15900 | 1 | HRCU-A-CB |  |  | 175 | 527 | Yes
5483464 | Discontinued | Systems | SXT+ R410A HP | KEEPRITE | CCH624GKA2* |  | EN(A,D)4X24*17** | MV08**14C* | 23600 | 12.7 | 16.7 | 25000 | 8.5 | 15200 | 1 | HRCU-A-CB |  |  | 167 | 558 | Yes
5483465 | Discontinued | Systems | SXT+ R410A HP | KEEPRITE | CCH624GKA2* |  | EN(A,D)4X24*17** | MV12**17C* | 23800 | 13 | 16.7 | 25000 | 9 | 15300 | 1 | HRCU-A-CB |  |  | 169 | 527 | Yes
5483488 | Discontinued | Systems | SXT+ R410A HP | KEEPRITE | CCH624GKA2* |  | EN(A,D)4X24*17** | NOMV106D12* | 24200 | 12.5 | 16.2 | 25000 | 8.5 | 15700 | 1 | HRCU-A-CB |  |  | 177 | 558 | Yes
5690980 | Active | Systems | SXT+ R410A HP | KEEPRITE | CCH624GKA2* |  | EN(A,D)4X24*17** | OLV098A12* | 23800 | 12.5 | 15.7 | 25000 | 8.5 | 15500 | 1 | HRCU-A-CB |  |  | 179 | 558 | Yes
5690975 | Active | Systems | SXT+ R410A HP | KEEPRITE | CCH624GKA2* |  | EN(A,D)4X24*17** | OMV098J12* | 23800 | 12.5 | 16.5 | 25000 | 8.5 | 15500 | 1 | HRCU-A-CB |  |  | 171 | 558 | Yes
5483237 | Discontinued | Systems | SXT+ R410A HP | KEEPRITE | CCH624GKA2* |  | EN(A,D)4X24*17** | OMV112K14A | 23600 | 12.7 | 16.7 | 25000 | 8.8 | 15300 | 1 | HRCU-A-CB |  |  | 167 | 539 | Yes
5483278 | Discontinued | Systems | SXT+ R410A HP | KEEPRITE | CCH624GKA2* |  | EN(A,D)4X24*17**+WALLCON | *8MV*0901716** | 23800 | 13 | 16.7 | 25000 | 8.5 | 15300 | 1 | HRCU-A-CB |  |  | 169 | 558 | Yes
5483354 | Discontinued | Systems | SXT+ R410A HP | KEEPRITE | CCH624GKA2* |  | EN(A,D)4X24*17**+WALLCON | *9MA*0601714A** | 23600 | 12.5 | 16.2 | 25000 | 8.5 | 15400 | 1 | HRCU-A-CB |  |  | 172 | 558 | Yes
5483355 | Discontinued | Systems | SXT+ R410A HP | KEEPRITE | CCH624GKA2* |  | EN(A,D)4X24*17**+WALLCON | *9MA*0801714A** | 23600 | 12.7 | 16.2 | 25000 | 8.5 | 15400 | 1 | HRCU-A-CB |  |  | 172 | 558 | Yes
5483238 | Discontinued | Systems | SXT+ R410A HP | KEEPRITE | CCH624GKA2* |  | EN(A,D)4X30*14** | *8MX*0451408** | 23800 | 12.7 | 16.2 | 25000 | 9 | 15400 | 1 | HRCU-A-CB |  |  | 174 | 527 | Yes
5483466 | Discontinued | Systems | SXT+ R410A HP | KEEPRITE | CCH624GKA2* |  | EN(A,D)4X30*14** | MV08**14C* | 23600 | 12.7 | 16.7 | 25000 | 9 | 15200 | 1 | HRCU-A-CB |  |  | 167 | 527 | Yes
5483279 | Discontinued | Systems | SXT+ R410A HP | KEEPRITE | CCH624GKA2* |  | EN(A,D)4X30*14**+WALLCON | *8MV*0701412** | 23800 | 13 | 16.7 | 25000 | 9 | 15300 | 1 | HRCU-A-CB |  |  | 169 | 527 | Yes
5483417 | Discontinued | Systems | SXT+ R410A HP | KEEPRITE | CCH624GKA2* |  | EN(A,D)4X30*17** | *9MV*0601714A** | 23600 | 12.7 | 16.5 | 25000 | 9 | 15300 | 1 | HRCU-A-CB |  |  | 169 | 527 | Yes
5483418 | Discontinued | Systems | SXT+ R410A HP | KEEPRITE | CCH624GKA2* |  | EN(A,D)4X30*17** | *9MV*0801716A** | 23800 | 13 | 16.7 | 25000 | 9 | 15300 | 1 | HRCU-A-CB |  |  | 169 | 527 | Yes
5483329 | Discontinued | Systems | SXT+ R410A HP | KEEPRITE | CCH624GKA2* |  | EN(A,D)4X30*17** | *9MX*0601714A** | 24600 | 12.7 | 16.7 | 25000 | 9 | 15900 | 1 | HRCU-A-CB |  |  | 174 | 527 | Yes
5483467 | Discontinued | Systems | SXT+ R410A HP | KEEPRITE | CCH624GKA2* |  | EN(A,D)4X30*17** | MV08**14C* | 23600 | 13 | 16.7 | 25000 | 9 | 15200 | 1 | HRCU-A-CB |  |  | 167 | 527 | Yes
5483468 | Discontinued | Systems | SXT+ R410A HP | KEEPRITE | CCH624GKA2* |  | EN(A,D)4X30*17** | MV12**17C* | 23800 | 13 | 16.7 | 25000 | 9 | 15200 | 1 | HRCU-A-CB |  |  | 169 | 527 | Yes
5483489 | Discontinued | Systems | SXT+ R410A HP | KEEPRITE | CCH624GKA2* |  | EN(A,D)4X30*17** | NOMV106D12* | 24200 | 12.7 | 16.2 | 25000 | 8.5 | 15600 | 1 | HRCU-A-CB |  |  | 177 | 558 | Yes
5690990 | Active | Systems | SXT+ R410A HP | KEEPRITE | CCH624GKA2* |  | EN(A,D)4X30*17** | OLV098A12* | 23800 | 12.7 | 16 | 25000 | 8.5 | 15400 | 1 | HRCU-A-CB |  |  | 176 | 558 | Yes
5690989 | Active | Systems | SXT+ R410A HP | KEEPRITE | CCH624GKA2* |  | EN(A,D)4X30*17** | OMV098J12* | 23800 | 12.7 | 16.5 | 25000 | 8.5 | 15400 | 1 | HRCU-A-CB |  |  | 171 | 558 | Yes
5483241 | Discontinued | Systems | SXT+ R410A HP | KEEPRITE | CCH624GKA2* |  | EN(A,D)4X30*17** | OMV112K14A | 23800 | 13 | 16.7 | 25000 | 9 | 15300 | 1 | HRCU-A-CB |  |  | 169 | 527 | Yes
5483280 | Discontinued | Systems | SXT+ R410A HP | KEEPRITE | CCH624GKA2* |  | EN(A,D)4X30*17**+WALLCON | *8MV*0901716** | 23800 | 13.2 | 16.7 | 25000 | 9 | 15200 | 1 | HRCU-A-CB |  |  | 169 | 527 | Yes
5483356 | Discontinued | Systems | SXT+ R410A HP | KEEPRITE | CCH624GKA2* |  | EN(A,D)4X30*17**+WALLCON | *9MA*0601714A** | 23800 | 12.7 | 16.2 | 25000 | 8.5 | 15400 | 1 | HRCU-A-CB |  |  | 174 | 558 | Yes
5483357 | Discontinued | Systems | SXT+ R410A HP | KEEPRITE | CCH624GKA2* |  | EN(A,D)4X30*17**+WALLCON | *9MA*0801714A** | 23800 | 12.7 | 16.5 | 25000 | 8.5 | 15300 | 1 | HRCU-A-CB |  |  | 171 | 558 | Yes
5483422 | Discontinued | Systems | SXT+ R410A HP | KEEPRITE | CCH624GKA2* |  | EN(A,D)4X36*21** | *9MV*0601714A** | 23600 | 12.7 | 16.5 | 25000 | 9 | 15300 | 1 | HRCU-A-CB |  |  | 169 | 527 | Yes
5483423 | Discontinued | Systems | SXT+ R410A HP | KEEPRITE | CCH624GKA2* |  | EN(A,D)4X36*21** | *9MV*0801716A** | 23800 | 13 | 16.7 | 25000 | 9 | 15300 | 1 | HRCU-A-CB |  |  | 169 | 527 | Yes
5483424 | Discontinued | Systems | SXT+ R410A HP | KEEPRITE | CCH624GKA2* |  | EN(A,D)4X36*21** | *9MV*0802120A** | 24000 | 13 | 17 | 25000 | 9 | 15400 | 1 | HRCU-A-CB |  |  | 167 | 527 | Yes
5483425 | Discontinued | Systems | SXT+ R410A HP | KEEPRITE | CCH624GKA2* |  | EN(A,D)4X36*21** | *9MV*1002120A** | 24200 | 13.2 | 17 | 25000 | 9 | 15400 | 1 | HRCU-A-CB |  |  | 169 | 527 | Yes
5483332 | Discontinued | Systems | SXT+ R410A HP | KEEPRITE | CCH624GKA2* |  | EN(A,D)4X36*21** | *9MX*0601714A** | 24600 | 12.7 | 16.7 | 25000 | 9 | 15900 | 1 | HRCU-A-CB |  |  | 174 | 527 | Yes
5483471 | Discontinued | Systems | SXT+ R410A HP | KEEPRITE | CCH624GKA2* |  | EN(A,D)4X36*21** | MV12**17C* | 23800 | 13 | 16.7 | 25000 | 9 | 15200 | 1 | HRCU-A-CB |  |  | 169 | 527 | Yes
5483491 | Discontinued | Systems | SXT+ R410A HP | KEEPRITE | CCH624GKA2* |  | EN(A,D)4X36*21** | NOMV106D12* | 24400 | 12.7 | 16.2 | 25000 | 8.5 | 15600 | 1 | HRCU-A-CB |  |  | 178 | 558 | Yes
5483282 | Discontinued | Systems | SXT+ R410A HP | KEEPRITE | CCH624GKA2* |  | EN(A,D)4X36*21**+WALLCON | *8MV*1102120** | 23800 | 13.2 | 17 | 25000 | 9 | 15300 | 1 | HRCU-A-CB |  |  | 166 | 527 | Yes
5483360 | Discontinued | Systems | SXT+ R410A HP | KEEPRITE | CCH624GKA2* |  | EN(A,D)4X36*21**+WALLCON | *9MA*0601714A** | 23800 | 12.7 | 16.2 | 25000 | 9 | 15400 | 1 | HRCU-A-CB |  |  | 174 | 527 | Yes
5483383 | Discontinued | Systems | SXT+ R410A HP | KEEPRITE | CCH624GKA2* |  | EN(A,D)4X36*21**+WALLCON | *9MA*0602120A** | 23400 | 12.7 | 16.2 | 25000 | 8.5 | 15300 | 1 | HRCU-A-CB |  |  | 171 | 558 | Yes
5483361 | Discontinued | Systems | SXT+ R410A HP | KEEPRITE | CCH624GKA2* |  | EN(A,D)4X36*21**+WALLCON | *9MA*0801714A** | 23800 | 12.7 | 16.5 | 25000 | 8.5 | 15300 | 1 | HRCU-A-CB |  |  | 171 | 558 | Yes
5483384 | Discontinued | Systems | SXT+ R410A HP | KEEPRITE | CCH624GKA2* |  | EN(A,D)4X36*21**+WALLCON | *9MA*0802120A** | 23400 | 12.7 | 16.7 | 25000 | 9 | 15300 | 1 | HRCU-A-CB |  |  | 166 | 527 | Yes
5483385 | Discontinued | Systems | SXT+ R410A HP | KEEPRITE | CCH624GKA2* |  | EN(A,D)4X36*21**+WALLCON | *9MA*1002122A** | 23400 | 13 | 16.7 | 25000 | 9 | 15300 | 1 | HRCU-A-CB |  |  | 166 | 527 | Yes
5483420 | Discontinued | Systems | SXT+ R410A HP | KEEPRITE | CCH624GKA2* |  | EN(A,D,W)4X36*17** | *9MV*0601714A** | 23600 | 12.7 | 16.5 | 25000 | 9 | 15300 | 1 | HRCU-A-CB |  |  | 169 | 527 | Yes
5483421 | Discontinued | Systems | SXT+ R410A HP | KEEPRITE | CCH624GKA2* |  | EN(A,D,W)4X36*17** | *9MV*0801716A** | 23800 | 13 | 16.7 | 25000 | 9 | 15300 | 1 | HRCU-A-CB |  |  | 169 | 527 | Yes
5483331 | Discontinued | Systems | SXT+ R410A HP | KEEPRITE | CCH624GKA2* |  | EN(A,D,W)4X36*17** | *9MX*0601714A** | 24600 | 12.7 | 16.7 | 25000 | 9 | 15900 | 1 | HRCU-A-CB |  |  | 174 | 527 | Yes
5483469 | Discontinued | Systems | SXT+ R410A HP | KEEPRITE | CCH624GKA2* |  | EN(A,D,W)4X36*17** | MV08**14C* | 23600 | 13 | 16.7 | 25000 | 9 | 15200 | 1 | HRCU-A-CB |  |  | 167 | 527 | Yes
5483470 | Discontinued | Systems | SXT+ R410A HP | KEEPRITE | CCH624GKA2* |  | EN(A,D,W)4X36*17** | MV12**17C* | 23800 | 13 | 16.7 | 25000 | 9 | 15200 | 1 | HRCU-A-CB |  |  | 169 | 527 | Yes
5483490 | Discontinued | Systems | SXT+ R410A HP | KEEPRITE | CCH624GKA2* |  | EN(A,D,W)4X36*17** | NOMV106D12* | 24200 | 12.7 | 16.2 | 25000 | 8.5 | 15600 | 1 | HRCU-A-CB |  |  | 177 | 558 | Yes
5691010 | Active | Systems | SXT+ R410A HP | KEEPRITE | CCH624GKA2* |  | EN(A,D,W)4X36*17** | OLV098A12* | 23800 | 12.7 | 16 | 25000 | 8.5 | 15400 | 1 | HRCU-A-CB |  |  | 176 | 558 | Yes
5691002 | Active | Systems | SXT+ R410A HP | KEEPRITE | CCH624GKA2* |  | EN(A,D,W)4X36*17** | OMV098J12* | 23800 | 12.7 | 16.5 | 25000 | 8.5 | 15400 | 1 | HRCU-A-CB |  |  | 171 | 558 | Yes
5483244 | Discontinued | Systems | SXT+ R410A HP | KEEPRITE | CCH624GKA2* |  | EN(A,D,W)4X36*17** | OMV112K14A | 23800 | 13 | 16.7 | 25000 | 9 | 15300 | 1 | HRCU-A-CB |  |  | 169 | 527 | Yes
5483281 | Discontinued | Systems | SXT+ R410A HP | KEEPRITE | CCH624GKA2* |  | EN(A,D,W)4X36*17**+WALLCON | *8MV*0901716** | 23800 | 13.2 | 16.7 | 25000 | 9 | 15200 | 1 | HRCU-A-CB |  |  | 169 | 527 | Yes
5483358 | Discontinued | Systems | SXT+ R410A HP | KEEPRITE | CCH624GKA2* |  | EN(A,D,W)4X36*17**+WALLCON | *9MA*0601714A** | 23800 | 12.7 | 16.2 | 25000 | 8.5 | 15400 | 1 | HRCU-A-CB |  |  | 174 | 558 | Yes
5483359 | Discontinued | Systems | SXT+ R410A HP | KEEPRITE | CCH624GKA2* |  | EN(A,D,W)4X36*17**+WALLCON | *9MA*0801714A** | 23800 | 12.7 | 16.5 | 25000 | 9 | 15300 | 1 | HRCU-A-CB |  |  | 171 | 527 | Yes
5483245 | Discontinued | Systems | SXT+ R410A HP | KEEPRITE | CCH624GKA2* |  | ENH4X24*17** | *8MX*0451408** | 23600 | 12.7 | 16.2 | 25000 | 8.5 | 15400 | 1 | HRCU-A-CB |  |  | 172 | 558 | Yes
5483427 | Discontinued | Systems | SXT+ R410A HP | KEEPRITE | CCH624GKA2* |  | ENH4X24*17** | *9MV*0601714A** | 23400 | 12.5 | 16.2 | 25000 | 8.5 | 15300 | 1 | HRCU-A-CB |  |  | 171 | 558 | Yes
5483428 | Discontinued | Systems | SXT+ R410A HP | KEEPRITE | CCH624GKA2* |  | ENH4X24*17** | *9MV*0801716A** | 23400 | 12.7 | 16.5 | 25000 | 9 | 15200 | 1 | HRCU-A-CB |  |  | 168 | 527 | Yes
5483335 | Discontinued | Systems | SXT+ R410A HP | KEEPRITE | CCH624GKA2* |  | ENH4X24*17** | *9MX*0601714A** | 24400 | 12.5 | 16.5 | 25000 | 9 | 15900 | 1 | HRCU-A-CB |  |  | 175 | 527 | Yes
5483472 | Discontinued | Systems | SXT+ R410A HP | KEEPRITE | CCH624GKA2* |  | ENH4X24*17** | MV08**14C* | 23600 | 12.7 | 16.7 | 25000 | 8.5 | 15200 | 1 | HRCU-A-CB |  |  | 167 | 558 | Yes
5483473 | Discontinued | Systems | SXT+ R410A HP | KEEPRITE | CCH624GKA2* |  | ENH4X24*17** | MV12**17C* | 23800 | 13 | 16.7 | 25000 | 9 | 15300 | 1 | HRCU-A-CB |  |  | 169 | 527 | Yes
5483492 | Discontinued | Systems | SXT+ R410A HP | KEEPRITE | CCH624GKA2* |  | ENH4X24*17** | NOMV106D12* | 24200 | 12.5 | 16.2 | 25000 | 8.5 | 15700 | 1 | HRCU-A-CB |  |  | 177 | 558 | Yes
5691022 | Active | Systems | SXT+ R410A HP | KEEPRITE | CCH624GKA2* |  | ENH4X24*17** | OLV098A12* | 23800 | 12.5 | 15.7 | 25000 | 8.5 | 15500 | 1 | HRCU-A-CB |  |  | 179 | 558 | Yes
5691017 | Active | Systems | SXT+ R410A HP | KEEPRITE | CCH624GKA2* |  | ENH4X24*17** | OMV098J12* | 23800 | 12.5 | 16.5 | 25000 | 8.5 | 15500 | 1 | HRCU-A-CB |  |  | 171 | 558 | Yes
5483248 | Discontinued | Systems | SXT+ R410A HP | KEEPRITE | CCH624GKA2* |  | ENH4X24*17** | OMV112K14A | 23600 | 12.7 | 16.7 | 25000 | 8.8 | 15300 | 1 | HRCU-A-CB |  |  | 167 | 539 | Yes
5483283 | Discontinued | Systems | SXT+ R410A HP | KEEPRITE | CCH624GKA2* |  | ENH4X24*17**+WALLCON | *8MV*0701412** | 23800 | 13 | 16.7 | 25000 | 8.5 | 15300 | 1 | HRCU-A-CB |  |  | 169 | 558 | Yes
5483284 | Discontinued | Systems | SXT+ R410A HP | KEEPRITE | CCH624GKA2* |  | ENH4X24*17**+WALLCON | *8MV*0901716** | 23800 | 13 | 16.7 | 25000 | 8.5 | 15300 | 1 | HRCU-A-CB |  |  | 169 | 558 | Yes
5483362 | Discontinued | Systems | SXT+ R410A HP | KEEPRITE | CCH624GKA2* |  | ENH4X24*17**+WALLCON | *9MA*0601714A** | 23600 | 12.5 | 16.2 | 25000 | 8.5 | 15400 | 1 | HRCU-A-CB |  |  | 172 | 558 | Yes
5483363 | Discontinued | Systems | SXT+ R410A HP | KEEPRITE | CCH624GKA2* |  | ENH4X24*17**+WALLCON | *9MA*0801714A** | 23600 | 12.7 | 16.2 | 25000 | 8.5 | 15400 | 1 | HRCU-A-CB |  |  | 172 | 558 | Yes
5483249 | Discontinued | Systems | SXT+ R410A HP | KEEPRITE | CCH624GKA2* |  | ENH4X30*17** | *8MX*0451408** | 24000 | 12.7 | 16.5 | 25000 | 9 | 15500 | 1 | HRCU-A-CB |  |  | 172 | 527 | Yes
5483430 | Discontinued | Systems | SXT+ R410A HP | KEEPRITE | CCH624GKA2* |  | ENH4X30*17** | *9MV*0601714A** | 23600 | 12.7 | 16.5 | 25000 | 9 | 15300 | 1 | HRCU-A-CB |  |  | 169 | 527 | Yes
5483431 | Discontinued | Systems | SXT+ R410A HP | KEEPRITE | CCH624GKA2* |  | ENH4X30*17** | *9MV*0801716A** | 23800 | 13 | 16.7 | 25000 | 9 | 15300 | 1 | HRCU-A-CB |  |  | 169 | 527 | Yes
5483337 | Discontinued | Systems | SXT+ R410A HP | KEEPRITE | CCH624GKA2* |  | ENH4X30*17** | *9MX*0601714A** | 24600 | 12.7 | 16.7 | 25000 | 9 | 15900 | 1 | HRCU-A-CB |  |  | 174 | 527 | Yes
5483474 | Discontinued | Systems | SXT+ R410A HP | KEEPRITE | CCH624GKA2* |  | ENH4X30*17** | MV08**14C* | 23600 | 13 | 16.7 | 25000 | 9 | 15200 | 1 | HRCU-A-CB |  |  | 167 | 527 | Yes
5483475 | Discontinued | Systems | SXT+ R410A HP | KEEPRITE | CCH624GKA2* |  | ENH4X30*17** | MV12**17C* | 23800 | 13 | 16.7 | 25000 | 9 | 15200 | 1 | HRCU-A-CB |  |  | 169 | 527 | Yes
5483493 | Discontinued | Systems | SXT+ R410A HP | KEEPRITE | CCH624GKA2* |  | ENH4X30*17** | NOMV106D12* | 24200 | 12.7 | 16.2 | 25000 | 8.5 | 15600 | 1 | HRCU-A-CB |  |  | 177 | 558 | Yes
5691037 | Active | Systems | SXT+ R410A HP | KEEPRITE | CCH624GKA2* |  | ENH4X30*17** | OLV098A12* | 23800 | 12.7 | 16 | 25000 | 8.5 | 15400 | 1 | HRCU-A-CB |  |  | 176 | 558 | Yes
5691031 | Active | Systems | SXT+ R410A HP | KEEPRITE | CCH624GKA2* |  | ENH4X30*17** | OMV098J12* | 23800 | 12.7 | 16.5 | 25000 | 8.5 | 15400 | 1 | HRCU-A-CB |  |  | 171 | 558 | Yes
5483252 | Discontinued | Systems | SXT+ R410A HP | KEEPRITE | CCH624GKA2* |  | ENH4X30*17** | OMV112K14A | 23800 | 13 | 16.7 | 25000 | 9 | 15300 | 1 | HRCU-A-CB |  |  | 169 | 527 | Yes
5483287 | Discontinued | Systems | SXT+ R410A HP | KEEPRITE | CCH624GKA2* |  | ENH4X30*17**+WALLCON | *8MV*0701412** | 23800 | 13 | 16.7 | 25000 | 9 | 15300 | 1 | HRCU-A-CB |  |  | 169 | 527 | Yes
5483288 | Discontinued | Systems | SXT+ R410A HP | KEEPRITE | CCH624GKA2* |  | ENH4X30*17**+WALLCON | *8MV*0901716** | 23800 | 13.2 | 16.7 | 25000 | 9 | 15200 | 1 | HRCU-A-CB |  |  | 169 | 527 | Yes
5483365 | Discontinued | Systems | SXT+ R410A HP | KEEPRITE | CCH624GKA2* |  | ENH4X30*17**+WALLCON | *9MA*0601714A** | 23800 | 12.7 | 16.2 | 25000 | 8.5 | 15400 | 1 | HRCU-A-CB |  |  | 174 | 558 | Yes
5483366 | Discontinued | Systems | SXT+ R410A HP | KEEPRITE | CCH624GKA2* |  | ENH4X30*17**+WALLCON | *9MA*0801714A** | 23800 | 12.7 | 16.5 | 25000 | 8.5 | 15300 | 1 | HRCU-A-CB |  |  | 171 | 558 | Yes
5483253 | Discontinued | Systems | SXT+ R410A HP | KEEPRITE | CCH624GKA2* |  | ENH4X36*17** | *8MX*0451408** | 24000 | 12.7 | 16.5 | 25000 | 9 | 15500 | 1 | HRCU-A-CB |  |  | 172 | 527 | Yes
5483433 | Discontinued | Systems | SXT+ R410A HP | KEEPRITE | CCH624GKA2* |  | ENH4X36*17** | *9MV*0601714A** | 23600 | 12.7 | 16.5 | 25000 | 9 | 15300 | 1 | HRCU-A-CB |  |  | 169 | 527 | Yes
5483434 | Discontinued | Systems | SXT+ R410A HP | KEEPRITE | CCH624GKA2* |  | ENH4X36*17** | *9MV*0801716A** | 23800 | 13 | 16.7 | 25000 | 9 | 15300 | 1 | HRCU-A-CB |  |  | 169 | 527 | Yes
5483339 | Discontinued | Systems | SXT+ R410A HP | KEEPRITE | CCH624GKA2* |  | ENH4X36*17** | *9MX*0601714A** | 24600 | 12.7 | 16.7 | 25000 | 9 | 15900 | 1 | HRCU-A-CB |  |  | 174 | 527 | Yes
5483476 | Discontinued | Systems | SXT+ R410A HP | KEEPRITE | CCH624GKA2* |  | ENH4X36*17** | MV08**14C* | 23600 | 13 | 16.7 | 25000 | 9 | 15200 | 1 | HRCU-A-CB |  |  | 167 | 527 | Yes
5483477 | Discontinued | Systems | SXT+ R410A HP | KEEPRITE | CCH624GKA2* |  | ENH4X36*17** | MV12**17C* | 23800 | 13 | 16.7 | 25000 | 9 | 15200 | 1 | HRCU-A-CB |  |  | 169 | 527 | Yes
5483494 | Discontinued | Systems | SXT+ R410A HP | KEEPRITE | CCH624GKA2* |  | ENH4X36*17** | NOMV106D12* | 24200 | 12.7 | 16.2 | 25000 | 8.5 | 15600 | 1 | HRCU-A-CB |  |  | 177 | 558 | Yes
5691046 | Active | Systems | SXT+ R410A HP | KEEPRITE | CCH624GKA2* |  | ENH4X36*17** | OLV098A12* | 23800 | 12.7 | 16 | 25000 | 8.5 | 15400 | 1 | HRCU-A-CB |  |  | 176 | 558 | Yes
5691039 | Active | Systems | SXT+ R410A HP | KEEPRITE | CCH624GKA2* |  | ENH4X36*17** | OMV098J12* | 23800 | 12.7 | 16.5 | 25000 | 8.5 | 15400 | 1 | HRCU-A-CB |  |  | 171 | 558 | Yes
5483256 | Discontinued | Systems | SXT+ R410A HP | KEEPRITE | CCH624GKA2* |  | ENH4X36*17** | OMV112K14A | 23800 | 13 | 16.7 | 25000 | 9 | 15300 | 1 | HRCU-A-CB |  |  | 169 | 527 | Yes
5483292 | Discontinued | Systems | SXT+ R410A HP | KEEPRITE | CCH624GKA2* |  | ENH4X36*17**+WALLCON | *8MV*0701412** | 23800 | 13 | 16.7 | 25000 | 9 | 15300 | 1 | HRCU-A-CB |  |  | 169 | 527 | Yes
5483293 | Discontinued | Systems | SXT+ R410A HP | KEEPRITE | CCH624GKA2* |  | ENH4X36*17**+WALLCON | *8MV*0901716** | 23800 | 13.2 | 16.7 | 25000 | 9 | 15200 | 1 | HRCU-A-CB |  |  | 169 | 527 | Yes
5483368 | Discontinued | Systems | SXT+ R410A HP | KEEPRITE | CCH624GKA2* |  | ENH4X36*17**+WALLCON | *9MA*0601714A** | 23800 | 12.7 | 16.2 | 25000 | 8.5 | 15400 | 1 | HRCU-A-CB |  |  | 174 | 558 | Yes
5483369 | Discontinued | Systems | SXT+ R410A HP | KEEPRITE | CCH624GKA2* |  | ENH4X36*17**+WALLCON | *9MA*0801714A** | 23800 | 12.7 | 16.5 | 25000 | 8.5 | 15300 | 1 | HRCU-A-CB |  |  | 171 | 558 | Yes
5483311 | Discontinued | Systems | SXT+ R410A HP | KEEPRITE | CCH624GKA2* |  | FCM4X24****+WALLCON |  | 24000 | 13.2 | 17 | 25000 | 9 | 15200 | 1 | HRCU-A-CB |  |  | 167 | 527 | Yes
5483312 | Discontinued | Systems | SXT+ R410A HP | KEEPRITE | CCH624GKA2* |  | FCM4X36****+WALLCON |  | 24000 | 13.2 | 17 | 25000 | 9 | 15200 | 1 | HRCU-A-CB |  |  | 167 | 527 | Yes
5483202 | Discontinued | Systems | SXT+ R410A HP | KEEPRITE | CCH624GKA2* |  | FVM4X24**** |  | 24000 | 13 | 17 | 25000 | 9 | 15300 | 1 | HRCU-A-CB | Yes |  | 167 | 527 | Yes
5483269 | Discontinued | Systems | SXT+ R410A HP | KEEPRITE | CCH624GKA2* |  | FVM4X36**** |  | 24000 | 13.2 | 17 | 25000 | 9 | 15200 | 1 | HRCU-A-CB |  |  | 167 | 527 | Yes
5665174 | Active | Systems | SXT+ R410A HP | KEEPRITE | CCH624GKA3* |  | EA*4X24*14A* | *8MX*0451408** | 23600 | 12.7 | 16.2 | 25000 | 8.5 | 15400 | 1 | HRCU-A-CB |  |  | 172 | 558 | Yes
5665389 | Active | Systems | SXT+ R410A HP | KEEPRITE | CCH624GKA3* |  | EA*4X24*14A* | MV08**14C* | 23600 | 12.7 | 16.7 | 25000 | 8.5 | 15200 | 1 | HRCU-A-CB |  |  | 167 | 558 | Yes
5665222 | Active | Systems | SXT+ R410A HP | KEEPRITE | CCH624GKA3* |  | EA*4X24*14A*+WALLCON | *8MV*0701412** | 23600 | 13 | 16.7 | 25000 | 8.5 | 15300 | 1 | HRCU-A-CB |  |  | 167 | 558 | Yes
5665333 | Active | Systems | SXT+ R410A HP | KEEPRITE | CCH624GKA3* |  | EA*4X24*17A* | *9MV*0601714A** | 23400 | 12.7 | 16.2 | 25000 | 8.5 | 15300 | 1 | HRCU-A-CB |  |  | 171 | 558 | Yes
5665334 | Active | Systems | SXT+ R410A HP | KEEPRITE | CCH624GKA3* |  | EA*4X24*17A* | *9MV*0801716A** | 23600 | 12.7 | 16.5 | 25000 | 9 | 15300 | 1 | HRCU-A-CB |  |  | 169 | 527 | Yes
5665257 | Active | Systems | SXT+ R410A HP | KEEPRITE | CCH624GKA3* |  | EA*4X24*17A* | *9MX*0601714A** | 24400 | 12.5 | 16.5 | 25000 | 9 | 15900 | 1 | HRCU-A-CB |  |  | 175 | 527 | Yes
5665390 | Active | Systems | SXT+ R410A HP | KEEPRITE | CCH624GKA3* |  | EA*4X24*17A* | MV08**14C* | 23600 | 13 | 16.7 | 25000 | 8.5 | 15200 | 1 | HRCU-A-CB |  |  | 167 | 558 | Yes
5665391 | Active | Systems | SXT+ R410A HP | KEEPRITE | CCH624GKA3* |  | EA*4X24*17A* | MV12**17C* | 23600 | 13 | 16.7 | 25000 | 9 | 15200 | 1 | HRCU-A-CB |  |  | 167 | 527 | Yes
5665420 | Active | Systems | SXT+ R410A HP | KEEPRITE | CCH624GKA3* |  | EA*4X24*17A* | NOMV106D12* | 24200 | 12.7 | 16.2 | 25000 | 8.5 | 15600 | 1 | HRCU-A-CB |  |  | 177 | 558 | Yes
5691828 | Active | Systems | SXT+ R410A HP | KEEPRITE | CCH624GKA3* |  | EA*4X24*17A* | OLV098A12* | 23800 | 12.7 | 15.7 | 25000 | 8.5 | 15400 | 1 | HRCU-A-CB |  |  | 179 | 558 | Yes
5691820 | Active | Systems | SXT+ R410A HP | KEEPRITE | CCH624GKA3* |  | EA*4X24*17A* | OMV098J12* | 23800 | 12.7 | 16.5 | 25000 | 8.5 | 15400 | 1 | HRCU-A-CB |  |  | 171 | 558 | Yes
5665177 | Active | Systems | SXT+ R410A HP | KEEPRITE | CCH624GKA3* |  | EA*4X24*17A* | OMV112K14A | 23600 | 12.7 | 16.7 | 25000 | 9 | 15200 | 1 | HRCU-A-CB |  |  | 167 | 527 | Yes
5665223 | Active | Systems | SXT+ R410A HP | KEEPRITE | CCH624GKA3* |  | EA*4X24*17A*+WALLCON | *8MV*0901716** | 23800 | 13 | 16.7 | 25000 | 8.5 | 15200 | 1 | HRCU-A-CB |  |  | 169 | 558 | Yes
5665285 | Active | Systems | SXT+ R410A HP | KEEPRITE | CCH624GKA3* |  | EA*4X24*17A*+WALLCON | *9MA*0601714A** | 23600 | 12.7 | 16.2 | 25000 | 8.5 | 15400 | 1 | HRCU-A-CB |  |  | 172 | 558 | Yes
5665286 | Active | Systems | SXT+ R410A HP | KEEPRITE | CCH624GKA3* |  | EA*4X24*17A*+WALLCON | *9MA*0801714A** | 23600 | 12.7 | 16.5 | 25000 | 8.5 | 15300 | 1 | HRCU-A-CB |  |  | 169 | 558 | Yes
5665178 | Active | Systems | SXT+ R410A HP | KEEPRITE | CCH624GKA3* |  | EA*4X30*14A* | *8MX*0451408** | 23800 | 12.7 | 16.2 | 25000 | 9 | 15400 | 1 | HRCU-A-CB |  |  | 174 | 527 | Yes
5665392 | Active | Systems | SXT+ R410A HP | KEEPRITE | CCH624GKA3* |  | EA*4X30*14A* | MV08**14C* | 23600 | 13 | 16.5 | 25000 | 9 | 15200 | 1 | HRCU-A-CB |  |  | 169 | 527 | Yes
5665224 | Active | Systems | SXT+ R410A HP | KEEPRITE | CCH624GKA3* |  | EA*4X30*14A*+WALLCON | *8MV*0701412** | 23800 | 13 | 16.7 | 25000 | 9 | 15300 | 1 | HRCU-A-CB |  |  | 169 | 527 | Yes
5665337 | Active | Systems | SXT+ R410A HP | KEEPRITE | CCH624GKA3* |  | EA*4X30*17A* | *9MV*0601714A** | 23600 | 12.7 | 16.5 | 25000 | 9 | 15300 | 1 | HRCU-A-CB |  |  | 169 | 527 | Yes
5665338 | Active | Systems | SXT+ R410A HP | KEEPRITE | CCH624GKA3* |  | EA*4X30*17A* | *9MV*0801716A** | 23800 | 13 | 16.7 | 25000 | 9 | 15300 | 1 | HRCU-A-CB |  |  | 169 | 527 | Yes
5665260 | Active | Systems | SXT+ R410A HP | KEEPRITE | CCH624GKA3* |  | EA*4X30*17A* | *9MX*0601714A** | 24600 | 12.7 | 16.7 | 25000 | 9.2 | 15900 | 1 | HRCU-A-CB |  |  | 174 | 515 | Yes
5665393 | Active | Systems | SXT+ R410A HP | KEEPRITE | CCH624GKA3* |  | EA*4X30*17A* | MV08**14C* | 23600 | 13 | 16.7 | 25000 | 9 | 15200 | 1 | HRCU-A-CB |  |  | 167 | 527 | Yes
5665394 | Active | Systems | SXT+ R410A HP | KEEPRITE | CCH624GKA3* |  | EA*4X30*17A* | MV12**17C* | 23800 | 13 | 16.7 | 25000 | 9 | 15200 | 1 | HRCU-A-CB |  |  | 169 | 527 | Yes
5665421 | Active | Systems | SXT+ R410A HP | KEEPRITE | CCH624GKA3* |  | EA*4X30*17A* | NOMV106D12* | 24200 | 12.7 | 16.2 | 25000 | 8.5 | 15600 | 1 | HRCU-A-CB |  |  | 177 | 558 | Yes
5691841 | Active | Systems | SXT+ R410A HP | KEEPRITE | CCH624GKA3* |  | EA*4X30*17A* | OLV098A12* | 23800 | 12.7 | 16 | 25000 | 8.5 | 15400 | 1 | HRCU-A-CB |  |  | 176 | 558 | Yes
5691837 | Active | Systems | SXT+ R410A HP | KEEPRITE | CCH624GKA3* |  | EA*4X30*17A* | OMV098J12* | 23800 | 12.7 | 16.5 | 25000 | 8.5 | 15400 | 1 | HRCU-A-CB |  |  | 171 | 558 | Yes
5665181 | Active | Systems | SXT+ R410A HP | KEEPRITE | CCH624GKA3* |  | EA*4X30*17A* | OMV112K14A | 23800 | 13 | 16.7 | 25000 | 9 | 15200 | 1 | HRCU-A-CB |  |  | 169 | 527 | Yes
5665225 | Active | Systems | SXT+ R410A HP | KEEPRITE | CCH624GKA3* |  | EA*4X30*17A*+WALLCON | *8MV*0901716** | 23800 | 13.2 | 16.7 | 25000 | 9 | 15200 | 1 | HRCU-A-CB |  |  | 169 | 527 | Yes
5665287 | Active | Systems | SXT+ R410A HP | KEEPRITE | CCH624GKA3* |  | EA*4X30*17A*+WALLCON | *9MA*0601714A** | 23600 | 12.7 | 16.2 | 25000 | 8.5 | 15400 | 1 | HRCU-A-CB |  |  | 172 | 558 | Yes
5665288 | Active | Systems | SXT+ R410A HP | KEEPRITE | CCH624GKA3* |  | EA*4X30*17A*+WALLCON | *9MA*0801714A** | 23800 | 12.7 | 16.5 | 25000 | 8.5 | 15300 | 1 | HRCU-A-CB |  |  | 171 | 558 | Yes
5665182 | Active | Systems | SXT+ R410A HP | KEEPRITE | CCH624GKA3* |  | EA*4X36*14A* | *8MX*0451408** | 24000 | 12.7 | 16.5 | 25000 | 9 | 15400 | 1 | HRCU-A-CB |  |  | 172 | 527 | Yes
5665395 | Active | Systems | SXT+ R410A HP | KEEPRITE | CCH624GKA3* |  | EA*4X36*14A* | MV08**14C* | 23600 | 13 | 16.7 | 25000 | 9 | 15200 | 1 | HRCU-A-CB |  |  | 167 | 527 | Yes
5665226 | Active | Systems | SXT+ R410A HP | KEEPRITE | CCH624GKA3* |  | EA*4X36*14A*+WALLCON | *8MV*0701412** | 23800 | 13 | 16.7 | 25000 | 9 | 15300 | 1 | HRCU-A-CB |  |  | 169 | 527 | Yes
5665341 | Active | Systems | SXT+ R410A HP | KEEPRITE | CCH624GKA3* |  | EA*4X36*17A* | *9MV*0601714A** | 23800 | 12.7 | 16.5 | 25000 | 9 | 15300 | 1 | HRCU-A-CB |  |  | 171 | 527 | Yes
5665342 | Active | Systems | SXT+ R410A HP | KEEPRITE | CCH624GKA3* |  | EA*4X36*17A* | *9MV*0801716A** | 24000 | 13 | 16.7 | 25000 | 9 | 15400 | 1 | HRCU-A-CB |  |  | 170 | 527 | Yes
5665263 | Active | Systems | SXT+ R410A HP | KEEPRITE | CCH624GKA3* |  | EA*4X36*17A* | *9MX*0601714A** | 24800 | 12.7 | 16.7 | 25000 | 9 | 15900 | 1 | HRCU-A-CB |  |  | 176 | 527 | Yes
5665396 | Active | Systems | SXT+ R410A HP | KEEPRITE | CCH624GKA3* |  | EA*4X36*17A* | MV08**14C* | 23600 | 13 | 16.7 | 25000 | 9 | 15200 | 1 | HRCU-A-CB |  |  | 167 | 527 | Yes
5665397 | Active | Systems | SXT+ R410A HP | KEEPRITE | CCH624GKA3* |  | EA*4X36*17A* | MV12**17C* | 23800 | 13.2 | 16.7 | 25000 | 9 | 15200 | 1 | HRCU-A-CB |  |  | 169 | 527 | Yes
5665422 | Active | Systems | SXT+ R410A HP | KEEPRITE | CCH624GKA3* |  | EA*4X36*17A* | NOMV106D12* | 24400 | 13 | 16.2 | 25000 | 8.5 | 15600 | 1 | HRCU-A-CB |  |  | 178 | 558 | Yes
5691854 | Active | Systems | SXT+ R410A HP | KEEPRITE | CCH624GKA3* |  | EA*4X36*17A* | OLV098A12* | 24000 | 12.7 | 16 | 25000 | 8.5 | 15400 | 1 | HRCU-A-CB |  |  | 178 | 558 | Yes
5691848 | Active | Systems | SXT+ R410A HP | KEEPRITE | CCH624GKA3* |  | EA*4X36*17A* | OMV098J12* | 24000 | 12.7 | 16.5 | 25000 | 8.5 | 15400 | 1 | HRCU-A-CB |  |  | 172 | 558 | Yes
5665185 | Active | Systems | SXT+ R410A HP | KEEPRITE | CCH624GKA3* |  | EA*4X36*17A* | OMV112K14A | 23800 | 13 | 16.7 | 25000 | 9 | 15200 | 1 | HRCU-A-CB |  |  | 169 | 527 | Yes
5665227 | Active | Systems | SXT+ R410A HP | KEEPRITE | CCH624GKA3* |  | EA*4X36*17A*+WALLCON | *8MV*0901716** | 24000 | 13.2 | 16.7 | 25000 | 9 | 15200 | 1 | HRCU-A-CB |  |  | 170 | 527 | Yes
5665289 | Active | Systems | SXT+ R410A HP | KEEPRITE | CCH624GKA3* |  | EA*4X36*17A*+WALLCON | *9MA*0601714A** | 23800 | 12.7 | 16.2 | 25000 | 8.5 | 15400 | 1 | HRCU-A-CB |  |  | 174 | 558 | Yes
5665290 | Active | Systems | SXT+ R410A HP | KEEPRITE | CCH624GKA3* |  | EA*4X36*17A*+WALLCON | *9MA*0801714A** | 23800 | 13 | 16.5 | 25000 | 9 | 15300 | 1 | HRCU-A-CB |  |  | 171 | 527 | Yes
5665343 | Active | Systems | SXT+ R410A HP | KEEPRITE | CCH624GKA3* |  | EA*4X36*21A* | *9MV*0601714A** | 23800 | 13 | 16.7 | 25000 | 9 | 15400 | 1 | HRCU-A-CB |  |  | 169 | 527 | Yes
5665344 | Active | Systems | SXT+ R410A HP | KEEPRITE | CCH624GKA3* |  | EA*4X36*21A* | *9MV*0801716A** | 24000 | 13 | 16.7 | 25000 | 9 | 15400 | 1 | HRCU-A-CB |  |  | 170 | 527 | Yes
5665345 | Active | Systems | SXT+ R410A HP | KEEPRITE | CCH624GKA3* |  | EA*4X36*21A* | *9MV*0802120A** | 24400 | 13.2 | 17.2 | 25000 | 9 | 15500 | 1 | HRCU-A-CB |  |  | 168 | 527 | Yes
5665346 | Active | Systems | SXT+ R410A HP | KEEPRITE | CCH624GKA3* |  | EA*4X36*21A* | *9MV*1002120A** | 24600 | 13.2 | 17.2 | 25000 | 9 | 15600 | 1 | HRCU-A-CB |  |  | 169 | 527 | Yes
5665398 | Active | Systems | SXT+ R410A HP | KEEPRITE | CCH624GKA3* |  | EA*4X36*21A* | MV12**17C* | 23800 | 13.2 | 17 | 25000 | 9 | 15200 | 1 | HRCU-A-CB |  |  | 166 | 527 | Yes
5665423 | Active | Systems | SXT+ R410A HP | KEEPRITE | CCH624GKA3* |  | EA*4X36*21A* | NOMV106D12* | 24400 | 13.2 | 16.5 | 25000 | 8.5 | 15600 | 1 | HRCU-A-CB |  |  | 175 | 558 | Yes
5665228 | Active | Systems | SXT+ R410A HP | KEEPRITE | CCH624GKA3* |  | EA*4X36*21A*+WALLCON | *8MV*1102120** | 24000 | 13.2 | 17.2 | 25000 | 9 | 15200 | 1 | HRCU-A-CB |  |  | 165 | 527 | Yes
5665291 | Active | Systems | SXT+ R410A HP | KEEPRITE | CCH624GKA3* |  | EA*4X36*21A*+WALLCON | *9MA*0601714A** | 23800 | 12.7 | 16.5 | 25000 | 8.5 | 15300 | 1 | HRCU-A-CB |  |  | 171 | 558 | Yes
5665316 | Active | Systems | SXT+ R410A HP | KEEPRITE | CCH624GKA3* |  | EA*4X36*21A*+WALLCON | *9MA*0602120A** | 23400 | 12.7 | 16.2 | 25000 | 8.5 | 15300 | 1 | HRCU-A-CB |  |  | 171 | 558 | Yes
5665292 | Active | Systems | SXT+ R410A HP | KEEPRITE | CCH624GKA3* |  | EA*4X36*21A*+WALLCON | *9MA*0801714A** | 23800 | 13 | 16.5 | 25000 | 9 | 15300 | 1 | HRCU-A-CB |  |  | 171 | 527 | Yes
5665317 | Active | Systems | SXT+ R410A HP | KEEPRITE | CCH624GKA3* |  | EA*4X36*21A*+WALLCON | *9MA*0802120A** | 23600 | 13 | 16.7 | 25000 | 9 | 15300 | 1 | HRCU-A-CB |  |  | 167 | 527 | Yes
5665318 | Active | Systems | SXT+ R410A HP | KEEPRITE | CCH624GKA3* |  | EA*4X36*21A*+WALLCON | *9MA*1002122A** | 23600 | 13 | 17 | 25000 | 9 | 15300 | 1 | HRCU-A-CB |  |  | 164 | 527 | Yes
5665209 | Active | Systems | SXT+ R410A HP | KEEPRITE | CCH624GKA3* |  | EHD4X24A** | *8MX*0451408** | 23600 | 12.7 | 16.2 | 25000 | 8.5 | 15400 | 1 | HRCU-A-CB |  |  | 172 | 558 | Yes
5665372 | Active | Systems | SXT+ R410A HP | KEEPRITE | CCH624GKA3* |  | EHD4X24A** | *9MV*0601714A** | 23400 | 12.5 | 16 | 25000 | 8.5 | 15300 | 1 | HRCU-A-CB |  |  | 173 | 558 | Yes
5665373 | Active | Systems | SXT+ R410A HP | KEEPRITE | CCH624GKA3* |  | EHD4X24A** | *9MV*0801716A** | 23400 | 12.7 | 16.2 | 25000 | 8.5 | 15200 | 1 | HRCU-A-CB |  |  | 171 | 558 | Yes
5665374 | Active | Systems | SXT+ R410A HP | KEEPRITE | CCH624GKA3* |  | EHD4X24A** | *9MV*0802120A** | 23200 | 12.7 | 16.5 | 25000 | 8.5 | 15100 | 1 | HRCU-A-CB |  |  | 166 | 558 | Yes
5665375 | Active | Systems | SXT+ R410A HP | KEEPRITE | CCH624GKA3* |  | EHD4X24A** | *9MV*1002120A** | 23400 | 12.7 | 16.5 | 25000 | 9 | 15200 | 1 | HRCU-A-CB |  |  | 168 | 527 | Yes
5665376 | Active | Systems | SXT+ R410A HP | KEEPRITE | CCH624GKA3* |  | EHD4X24A** | *9MV*1202422A** | 23400 | 12.7 | 16.2 | 25000 | 9 | 15200 | 1 | HRCU-A-CB |  |  | 171 | 527 | Yes
5665414 | Active | Systems | SXT+ R410A HP | KEEPRITE | CCH624GKA3* |  | EHD4X24A** | MV08**14C* | 23600 | 12.7 | 16.5 | 25000 | 8.5 | 15300 | 1 | HRCU-A-CB |  |  | 169 | 558 | Yes
5665415 | Active | Systems | SXT+ R410A HP | KEEPRITE | CCH624GKA3* |  | EHD4X24A** | MV12**17C* | 23800 | 13 | 16.7 | 25000 | 9 | 15300 | 1 | HRCU-A-CB |  |  | 169 | 527 | Yes
5665431 | Active | Systems | SXT+ R410A HP | KEEPRITE | CCH624GKA3* |  | EHD4X24A** | NOMV106D12* | 24400 | 12.5 | 16 | 25000 | 8.5 | 15800 | 1 | HRCU-A-CB |  |  | 181 | 558 | Yes
5691957 | Active | Systems | SXT+ R410A HP | KEEPRITE | CCH624GKA3* |  | EHD4X24A** | OLV098A12* | 23800 | 12.5 | 15.7 | 25000 | 8.5 | 15500 | 1 | HRCU-A-CB |  |  | 179 | 558 | Yes
5691946 | Active | Systems | SXT+ R410A HP | KEEPRITE | CCH624GKA3* |  | EHD4X24A** | OMV098J12* | 23800 | 12.5 | 16.2 | 25000 | 8.5 | 15600 | 1 | HRCU-A-CB |  |  | 174 | 558 | Yes
5665212 | Active | Systems | SXT+ R410A HP | KEEPRITE | CCH624GKA3* |  | EHD4X24A** | OMV112K14A | 23800 | 12.7 | 16.5 | 25000 | 9 | 15400 | 1 | HRCU-A-CB |  |  | 171 | 527 | Yes
5665241 | Active | Systems | SXT+ R410A HP | KEEPRITE | CCH624GKA3* |  | EHD4X24A**+WALLCON | *8MV*0701412** | 23800 | 13 | 16.7 | 25000 | 9 | 15300 | 1 | HRCU-A-CB |  |  | 169 | 527 | Yes
5665242 | Active | Systems | SXT+ R410A HP | KEEPRITE | CCH624GKA3* |  | EHD4X24A**+WALLCON | *8MV*0901716** | 23800 | 13 | 16.7 | 25000 | 9 | 15300 | 1 | HRCU-A-CB |  |  | 169 | 527 | Yes
5665243 | Active | Systems | SXT+ R410A HP | KEEPRITE | CCH624GKA3* |  | EHD4X24A**+WALLCON | *8MV*1102120** | 23800 | 13 | 16.7 | 25000 | 9 | 15400 | 1 | HRCU-A-CB |  |  | 169 | 527 | Yes
5665244 | Active | Systems | SXT+ R410A HP | KEEPRITE | CCH624GKA3* |  | EHD4X24A**+WALLCON | *8MV*1352422** | 23800 | 13 | 16.7 | 25000 | 9 | 15300 | 1 | HRCU-A-CB |  |  | 169 | 527 | Yes
5665307 | Active | Systems | SXT+ R410A HP | KEEPRITE | CCH624GKA3* |  | EHD4X24A**+WALLCON | *9MA*0601714A** | 23800 | 12.5 | 16.2 | 25000 | 8.5 | 15500 | 1 | HRCU-A-CB |  |  | 174 | 558 | Yes
5665322 | Active | Systems | SXT+ R410A HP | KEEPRITE | CCH624GKA3* |  | EHD4X24A**+WALLCON | *9MA*0602120A** | 23400 | 12.5 | 16 | 25000 | 8.5 | 15400 | 1 | HRCU-A-CB |  |  | 173 | 558 | Yes
5665308 | Active | Systems | SXT+ R410A HP | KEEPRITE | CCH624GKA3* |  | EHD4X24A**+WALLCON | *9MA*0801714A** | 23800 | 12.7 | 16.2 | 25000 | 8.5 | 15400 | 1 | HRCU-A-CB |  |  | 174 | 558 | Yes
5665323 | Active | Systems | SXT+ R410A HP | KEEPRITE | CCH624GKA3* |  | EHD4X24A**+WALLCON | *9MA*0802120A** | 23400 | 12.7 | 16.5 | 25000 | 9 | 15400 | 1 | HRCU-A-CB |  |  | 168 | 527 | Yes
5665324 | Active | Systems | SXT+ R410A HP | KEEPRITE | CCH624GKA3* |  | EHD4X24A**+WALLCON | *9MA*1002122A** | 23400 | 12.7 | 16.5 | 25000 | 9 | 15400 | 1 | HRCU-A-CB |  |  | 168 | 527 | Yes
5665309 | Active | Systems | SXT+ R410A HP | KEEPRITE | CCH624GKA3* |  | EHD4X24A**+WALLCON | *9MA*1202422A** | 23800 | 12.7 | 16.5 | 25000 | 9 | 15400 | 1 | HRCU-A-CB |  |  | 171 | 527 | Yes
5665213 | Active | Systems | SXT+ R410A HP | KEEPRITE | CCH624GKA3* |  | EHD4X30A** | *8MX*0451408** | 24000 | 12.7 | 16.5 | 25000 | 9 | 15400 | 1 | HRCU-A-CB |  |  | 172 | 527 | Yes
5665378 | Active | Systems | SXT+ R410A HP | KEEPRITE | CCH624GKA3* |  | EHD4X30A** | *9MV*0601714A** | 23600 | 12.7 | 16.5 | 25000 | 9 | 15300 | 1 | HRCU-A-CB |  |  | 169 | 527 | Yes
5665379 | Active | Systems | SXT+ R410A HP | KEEPRITE | CCH624GKA3* |  | EHD4X30A** | *9MV*0801716A** | 23800 | 13 | 16.7 | 25000 | 9 | 15300 | 1 | HRCU-A-CB |  |  | 169 | 527 | Yes
5665380 | Active | Systems | SXT+ R410A HP | KEEPRITE | CCH624GKA3* |  | EHD4X30A** | *9MV*0802120A** | 23800 | 13 | 17 | 25000 | 9 | 15300 | 1 | HRCU-A-CB |  |  | 166 | 527 | Yes
5665381 | Active | Systems | SXT+ R410A HP | KEEPRITE | CCH624GKA3* |  | EHD4X30A** | *9MV*1002120A** | 24000 | 13 | 17 | 25000 | 9 | 15300 | 1 | HRCU-A-CB |  |  | 167 | 527 | Yes
5665382 | Active | Systems | SXT+ R410A HP | KEEPRITE | CCH624GKA3* |  | EHD4X30A** | *9MV*1202422A** | 23800 | 13 | 17 | 25000 | 9 | 15300 | 1 | HRCU-A-CB |  |  | 166 | 527 | Yes
5665282 | Active | Systems | SXT+ R410A HP | KEEPRITE | CCH624GKA3* |  | EHD4X30A** | *9MX*0601714A** | 24800 | 12.7 | 16.7 | 25000 | 9 | 16000 | 1 | HRCU-A-CB |  |  | 176 | 527 | Yes
5665416 | Active | Systems | SXT+ R410A HP | KEEPRITE | CCH624GKA3* |  | EHD4X30A** | MV08**14C* | 23800 | 13 | 16.7 | 25000 | 9 | 15200 | 1 | HRCU-A-CB |  |  | 169 | 527 | Yes
5665417 | Active | Systems | SXT+ R410A HP | KEEPRITE | CCH624GKA3* |  | EHD4X30A** | MV12**17C* | 24000 | 13 | 17 | 25000 | 9 | 15300 | 1 | HRCU-A-CB |  |  | 167 | 527 | Yes
5665432 | Active | Systems | SXT+ R410A HP | KEEPRITE | CCH624GKA3* |  | EHD4X30A** | NOMV106D12* | 24400 | 12.7 | 16.2 | 25000 | 8.5 | 15700 | 1 | HRCU-A-CB |  |  | 178 | 558 | Yes
5691970 | Active | Systems | SXT+ R410A HP | KEEPRITE | CCH624GKA3* |  | EHD4X30A** | OLV098A12* | 24000 | 12.7 | 16 | 25000 | 8.5 | 15400 | 1 | HRCU-A-CB |  |  | 178 | 558 | Yes
5691961 | Active | Systems | SXT+ R410A HP | KEEPRITE | CCH624GKA3* |  | EHD4X30A** | OMV098J12* | 24000 | 12.7 | 16.5 | 25000 | 8.5 | 15500 | 1 | HRCU-A-CB |  |  | 172 | 558 | Yes
5665216 | Active | Systems | SXT+ R410A HP | KEEPRITE | CCH624GKA3* |  | EHD4X30A** | OMV112K14A | 23800 | 13 | 16.7 | 25000 | 9 | 15300 | 1 | HRCU-A-CB |  |  | 169 | 527 | Yes
5665245 | Active | Systems | SXT+ R410A HP | KEEPRITE | CCH624GKA3* |  | EHD4X30A**+WALLCON | *8MV*0701412** | 24000 | 13 | 17 | 25000 | 9 | 15300 | 1 | HRCU-A-CB |  |  | 167 | 527 | Yes
5665246 | Active | Systems | SXT+ R410A HP | KEEPRITE | CCH624GKA3* |  | EHD4X30A**+WALLCON | *8MV*0901716** | 24000 | 13.2 | 17 | 25000 | 9 | 15300 | 1 | HRCU-A-CB |  |  | 167 | 527 | Yes
5665247 | Active | Systems | SXT+ R410A HP | KEEPRITE | CCH624GKA3* |  | EHD4X30A**+WALLCON | *8MV*1102120** | 24000 | 13.2 | 17 | 25000 | 9 | 15300 | 1 | HRCU-A-CB |  |  | 167 | 527 | Yes
5665248 | Active | Systems | SXT+ R410A HP | KEEPRITE | CCH624GKA3* |  | EHD4X30A**+WALLCON | *8MV*1352422** | 24000 | 13.2 | 17.2 | 25000 | 9 | 15300 | 1 | HRCU-A-CB |  |  | 165 | 527 | Yes
5665310 | Active | Systems | SXT+ R410A HP | KEEPRITE | CCH624GKA3* |  | EHD4X30A**+WALLCON | *9MA*0601714A** | 23800 | 12.7 | 16.2 | 25000 | 8.5 | 15400 | 1 | HRCU-A-CB |  |  | 174 | 558 | Yes
5665325 | Active | Systems | SXT+ R410A HP | KEEPRITE | CCH624GKA3* |  | EHD4X30A**+WALLCON | *9MA*0602120A** | 23600 | 12.7 | 16.2 | 25000 | 8.5 | 15400 | 1 | HRCU-A-CB |  |  | 172 | 558 | Yes
5665311 | Active | Systems | SXT+ R410A HP | KEEPRITE | CCH624GKA3* |  | EHD4X30A**+WALLCON | *9MA*0801714A** | 23800 | 12.7 | 16.5 | 25000 | 8.5 | 15400 | 1 | HRCU-A-CB |  |  | 171 | 558 | Yes
5665326 | Active | Systems | SXT+ R410A HP | KEEPRITE | CCH624GKA3* |  | EHD4X30A**+WALLCON | *9MA*0802120A** | 23600 | 12.7 | 16.7 | 25000 | 9 | 15300 | 1 | HRCU-A-CB |  |  | 167 | 527 | Yes
5665327 | Active | Systems | SXT+ R410A HP | KEEPRITE | CCH624GKA3* |  | EHD4X30A**+WALLCON | *9MA*1002122A** | 23600 | 13 | 16.7 | 25000 | 9 | 15300 | 1 | HRCU-A-CB |  |  | 167 | 527 | Yes
5665312 | Active | Systems | SXT+ R410A HP | KEEPRITE | CCH624GKA3* |  | EHD4X30A**+WALLCON | *9MA*1202422A** | 24000 | 13 | 16.7 | 25000 | 9 | 15400 | 1 | HRCU-A-CB |  |  | 170 | 527 | Yes
5665217 | Active | Systems | SXT+ R410A HP | KEEPRITE | CCH624GKA3* |  | EHD4X36A** | *8MX*0451408** | 24200 | 13 | 16.5 | 25000 | 9 | 15500 | 1 | HRCU-A-CB |  |  | 174 | 527 | Yes
5665384 | Active | Systems | SXT+ R410A HP | KEEPRITE | CCH624GKA3* |  | EHD4X36A** | *9MV*0601714A** | 23800 | 12.7 | 16.5 | 25000 | 9 | 15400 | 1 | HRCU-A-CB |  |  | 171 | 527 | Yes
5665385 | Active | Systems | SXT+ R410A HP | KEEPRITE | CCH624GKA3* |  | EHD4X36A** | *9MV*0801716A** | 24000 | 13 | 17 | 25000 | 9 | 15400 | 1 | HRCU-A-CB |  |  | 167 | 527 | Yes
5665386 | Active | Systems | SXT+ R410A HP | KEEPRITE | CCH624GKA3* |  | EHD4X36A** | *9MV*0802120A** | 24200 | 13.2 | 17 | 25000 | 9 | 15400 | 1 | HRCU-A-CB |  |  | 169 | 527 | Yes
5665387 | Active | Systems | SXT+ R410A HP | KEEPRITE | CCH624GKA3* |  | EHD4X36A** | *9MV*1002120A** | 24400 | 13.2 | 17.2 | 25000 | 9 | 15500 | 1 | HRCU-A-CB |  |  | 168 | 527 | Yes
5665388 | Active | Systems | SXT+ R410A HP | KEEPRITE | CCH624GKA3* |  | EHD4X36A** | *9MV*1202422A** | 24200 | 13.2 | 17 | 25000 | 9 | 15500 | 1 | HRCU-A-CB |  |  | 169 | 527 | Yes
5665284 | Active | Systems | SXT+ R410A HP | KEEPRITE | CCH624GKA3* |  | EHD4X36A** | *9MX*0601714A** | 25000 | 12.7 | 16.7 | 25000 | 9 | 16000 | 1 | HRCU-A-CB |  |  | 177 | 527 | Yes
5665418 | Active | Systems | SXT+ R410A HP | KEEPRITE | CCH624GKA3* |  | EHD4X36A** | MV08**14C* | 23800 | 13 | 16.7 | 25000 | 9 | 15200 | 1 | HRCU-A-CB |  |  | 169 | 527 | Yes
5665419 | Active | Systems | SXT+ R410A HP | KEEPRITE | CCH624GKA3* |  | EHD4X36A** | MV12**17C* | 24000 | 13.2 | 17 | 25000 | 9 | 15300 | 1 | HRCU-A-CB |  |  | 167 | 527 | Yes
5665433 | Active | Systems | SXT+ R410A HP | KEEPRITE | CCH624GKA3* |  | EHD4X36A** | NOMV106D12* | 24600 | 13 | 16.2 | 25000 | 8.5 | 15700 | 1 | HRCU-A-CB |  |  | 180 | 558 | Yes
5691985 | Active | Systems | SXT+ R410A HP | KEEPRITE | CCH624GKA3* |  | EHD4X36A** | OLV098A12* | 24000 | 13 | 16 | 25000 | 8.5 | 15400 | 1 | HRCU-A-CB |  |  | 178 | 558 | Yes
5691977 | Active | Systems | SXT+ R410A HP | KEEPRITE | CCH624GKA3* |  | EHD4X36A** | OMV098J12* | 24000 | 12.7 | 16.5 | 25000 | 9 | 15500 | 1 | HRCU-A-CB |  |  | 172 | 527 | Yes
5665220 | Active | Systems | SXT+ R410A HP | KEEPRITE | CCH624GKA3* |  | EHD4X36A** | OMV112K14A | 24000 | 13 | 16.7 | 25000 | 9 | 15300 | 1 | HRCU-A-CB |  |  | 170 | 527 | Yes
5665249 | Active | Systems | SXT+ R410A HP | KEEPRITE | CCH624GKA3* |  | EHD4X36A**+WALLCON | *8MV*0701412** | 24000 | 13.2 | 17 | 25000 | 9 | 15300 | 1 | HRCU-A-CB |  |  | 167 | 527 | Yes
5665250 | Active | Systems | SXT+ R410A HP | KEEPRITE | CCH624GKA3* |  | EHD4X36A**+WALLCON | *8MV*0901716** | 24000 | 13.2 | 17 | 25000 | 9 | 15300 | 1 | HRCU-A-CB |  |  | 167 | 527 | Yes
5665251 | Active | Systems | SXT+ R410A HP | KEEPRITE | CCH624GKA3* |  | EHD4X36A**+WALLCON | *8MV*1102120** | 24000 | 13.2 | 17.2 | 25000 | 9 | 15300 | 1 | HRCU-A-CB |  |  | 165 | 527 | Yes
5665252 | Active | Systems | SXT+ R410A HP | KEEPRITE | CCH624GKA3* |  | EHD4X36A**+WALLCON | *8MV*1352422** | 24000 | 13.2 | 17.2 | 25000 | 9.5 | 15300 | 1 | HRCU-A-CB |  |  | 165 | 499 | Yes
5665313 | Active | Systems | SXT+ R410A HP | KEEPRITE | CCH624GKA3* |  | EHD4X36A**+WALLCON | *9MA*0601714A** | 24000 | 12.7 | 16.5 | 25000 | 9 | 15400 | 1 | HRCU-A-CB |  |  | 172 | 527 | Yes
5665328 | Active | Systems | SXT+ R410A HP | KEEPRITE | CCH624GKA3* |  | EHD4X36A**+WALLCON | *9MA*0602120A** | 23600 | 12.7 | 16.2 | 25000 | 9 | 15400 | 1 | HRCU-A-CB |  |  | 172 | 527 | Yes
5665314 | Active | Systems | SXT+ R410A HP | KEEPRITE | CCH624GKA3* |  | EHD4X36A**+WALLCON | *9MA*0801714A** | 24000 | 13 | 16.5 | 25000 | 9 | 15400 | 1 | HRCU-A-CB |  |  | 172 | 527 | Yes
5665329 | Active | Systems | SXT+ R410A HP | KEEPRITE | CCH624GKA3* |  | EHD4X36A**+WALLCON | *9MA*0802120A** | 23600 | 13 | 17 | 25000 | 9 | 15400 | 1 | HRCU-A-CB |  |  | 164 | 527 | Yes
5665330 | Active | Systems | SXT+ R410A HP | KEEPRITE | CCH624GKA3* |  | EHD4X36A**+WALLCON | *9MA*1002122A** | 23600 | 13 | 16.7 | 25000 | 9 | 15300 | 1 | HRCU-A-CB |  |  | 167 | 527 | Yes
5665315 | Active | Systems | SXT+ R410A HP | KEEPRITE | CCH624GKA3* |  | EHD4X36A**+WALLCON | *9MA*1202422A** | 24000 | 13 | 16.7 | 25000 | 9 | 15400 | 1 | HRCU-A-CB |  |  | 170 | 527 | Yes
5665186 | Active | Systems | SXT+ R410A HP | KEEPRITE | CCH624GKA3* |  | EN(A,D)4X24*14** | *8MX*0451408** | 23600 | 12.7 | 16.2 | 25000 | 8.5 | 15400 | 1 | HRCU-A-CB |  |  | 172 | 558 | Yes
5665399 | Active | Systems | SXT+ R410A HP | KEEPRITE | CCH624GKA3* |  | EN(A,D)4X24*14** | MV08**14C* | 23600 | 12.7 | 16.7 | 25000 | 8.5 | 15200 | 1 | HRCU-A-CB |  |  | 167 | 558 | Yes
5665229 | Active | Systems | SXT+ R410A HP | KEEPRITE | CCH624GKA3* |  | EN(A,D)4X24*14**+WALLCON | *8MV*0701412** | 23800 | 13 | 16.7 | 25000 | 8.5 | 15300 | 1 | HRCU-A-CB |  |  | 169 | 558 | Yes
5665349 | Active | Systems | SXT+ R410A HP | KEEPRITE | CCH624GKA3* |  | EN(A,D)4X24*17** | *9MV*0601714A** | 23400 | 12.5 | 16.2 | 25000 | 8.5 | 15300 | 1 | HRCU-A-CB |  |  | 171 | 558 | Yes
5665350 | Active | Systems | SXT+ R410A HP | KEEPRITE | CCH624GKA3* |  | EN(A,D)4X24*17** | *9MV*0801716A** | 23400 | 12.7 | 16.5 | 25000 | 9 | 15200 | 1 | HRCU-A-CB |  |  | 168 | 527 | Yes
5665266 | Active | Systems | SXT+ R410A HP | KEEPRITE | CCH624GKA3* |  | EN(A,D)4X24*17** | *9MX*0601714A** | 24400 | 12.5 | 16.5 | 25000 | 9 | 15900 | 1 | HRCU-A-CB |  |  | 175 | 527 | Yes
5665400 | Active | Systems | SXT+ R410A HP | KEEPRITE | CCH624GKA3* |  | EN(A,D)4X24*17** | MV08**14C* | 23600 | 12.7 | 16.7 | 25000 | 8.5 | 15200 | 1 | HRCU-A-CB |  |  | 167 | 558 | Yes
5665401 | Active | Systems | SXT+ R410A HP | KEEPRITE | CCH624GKA3* |  | EN(A,D)4X24*17** | MV12**17C* | 23800 | 13 | 16.7 | 25000 | 9 | 15300 | 1 | HRCU-A-CB |  |  | 169 | 527 | Yes
5665424 | Active | Systems | SXT+ R410A HP | KEEPRITE | CCH624GKA3* |  | EN(A,D)4X24*17** | NOMV106D12* | 24200 | 12.5 | 16.2 | 25000 | 8.5 | 15700 | 1 | HRCU-A-CB |  |  | 177 | 558 | Yes
5691874 | Active | Systems | SXT+ R410A HP | KEEPRITE | CCH624GKA3* |  | EN(A,D)4X24*17** | OLV098A12* | 23800 | 12.5 | 15.7 | 25000 | 8.5 | 15500 | 1 | HRCU-A-CB |  |  | 179 | 558 | Yes
5691862 | Active | Systems | SXT+ R410A HP | KEEPRITE | CCH624GKA3* |  | EN(A,D)4X24*17** | OMV098J12* | 23800 | 12.5 | 16.5 | 25000 | 8.5 | 15500 | 1 | HRCU-A-CB |  |  | 171 | 558 | Yes
5665189 | Active | Systems | SXT+ R410A HP | KEEPRITE | CCH624GKA3* |  | EN(A,D)4X24*17** | OMV112K14A | 23600 | 12.7 | 16.7 | 25000 | 8.8 | 15300 | 1 | HRCU-A-CB |  |  | 167 | 539 | Yes
5665230 | Active | Systems | SXT+ R410A HP | KEEPRITE | CCH624GKA3* |  | EN(A,D)4X24*17**+WALLCON | *8MV*0901716** | 23800 | 13 | 16.7 | 25000 | 8.5 | 15300 | 1 | HRCU-A-CB |  |  | 169 | 558 | Yes
5665293 | Active | Systems | SXT+ R410A HP | KEEPRITE | CCH624GKA3* |  | EN(A,D)4X24*17**+WALLCON | *9MA*0601714A** | 23600 | 12.5 | 16.2 | 25000 | 8.5 | 15400 | 1 | HRCU-A-CB |  |  | 172 | 558 | Yes
5665294 | Active | Systems | SXT+ R410A HP | KEEPRITE | CCH624GKA3* |  | EN(A,D)4X24*17**+WALLCON | *9MA*0801714A** | 23600 | 12.7 | 16.2 | 25000 | 8.5 | 15400 | 1 | HRCU-A-CB |  |  | 172 | 558 | Yes
5665190 | Active | Systems | SXT+ R410A HP | KEEPRITE | CCH624GKA3* |  | EN(A,D)4X30*14** | *8MX*0451408** | 23800 | 12.7 | 16.2 | 25000 | 9 | 15400 | 1 | HRCU-A-CB |  |  | 174 | 527 | Yes
5665402 | Active | Systems | SXT+ R410A HP | KEEPRITE | CCH624GKA3* |  | EN(A,D)4X30*14** | MV08**14C* | 23600 | 12.7 | 16.7 | 25000 | 9 | 15200 | 1 | HRCU-A-CB |  |  | 167 | 527 | Yes
5665231 | Active | Systems | SXT+ R410A HP | KEEPRITE | CCH624GKA3* |  | EN(A,D)4X30*14**+WALLCON | *8MV*0701412** | 23800 | 13 | 16.7 | 25000 | 9 | 15300 | 1 | HRCU-A-CB |  |  | 169 | 527 | Yes
5665353 | Active | Systems | SXT+ R410A HP | KEEPRITE | CCH624GKA3* |  | EN(A,D)4X30*17** | *9MV*0601714A** | 23600 | 12.7 | 16.5 | 25000 | 9 | 15300 | 1 | HRCU-A-CB |  |  | 169 | 527 | Yes
5665354 | Active | Systems | SXT+ R410A HP | KEEPRITE | CCH624GKA3* |  | EN(A,D)4X30*17** | *9MV*0801716A** | 23800 | 13 | 16.7 | 25000 | 9 | 15300 | 1 | HRCU-A-CB |  |  | 169 | 527 | Yes
5665269 | Active | Systems | SXT+ R410A HP | KEEPRITE | CCH624GKA3* |  | EN(A,D)4X30*17** | *9MX*0601714A** | 24600 | 12.7 | 16.7 | 25000 | 9 | 15900 | 1 | HRCU-A-CB |  |  | 174 | 527 | Yes
5665403 | Active | Systems | SXT+ R410A HP | KEEPRITE | CCH624GKA3* |  | EN(A,D)4X30*17** | MV08**14C* | 23600 | 13 | 16.7 | 25000 | 9 | 15200 | 1 | HRCU-A-CB |  |  | 167 | 527 | Yes
5665404 | Active | Systems | SXT+ R410A HP | KEEPRITE | CCH624GKA3* |  | EN(A,D)4X30*17** | MV12**17C* | 23800 | 13 | 16.7 | 25000 | 9 | 15200 | 1 | HRCU-A-CB |  |  | 169 | 527 | Yes
5665425 | Active | Systems | SXT+ R410A HP | KEEPRITE | CCH624GKA3* |  | EN(A,D)4X30*17** | NOMV106D12* | 24200 | 12.7 | 16.2 | 25000 | 8.5 | 15600 | 1 | HRCU-A-CB |  |  | 177 | 558 | Yes
5691882 | Active | Systems | SXT+ R410A HP | KEEPRITE | CCH624GKA3* |  | EN(A,D)4X30*17** | OLV098A12* | 23800 | 12.7 | 16 | 25000 | 8.5 | 15400 | 1 | HRCU-A-CB |  |  | 176 | 558 | Yes
5691875 | Active | Systems | SXT+ R410A HP | KEEPRITE | CCH624GKA3* |  | EN(A,D)4X30*17** | OMV098J12* | 23800 | 12.7 | 16.5 | 25000 | 8.5 | 15400 | 1 | HRCU-A-CB |  |  | 171 | 558 | Yes
5665193 | Active | Systems | SXT+ R410A HP | KEEPRITE | CCH624GKA3* |  | EN(A,D)4X30*17** | OMV112K14A | 23800 | 13 | 16.7 | 25000 | 9 | 15300 | 1 | HRCU-A-CB |  |  | 169 | 527 | Yes
5665232 | Active | Systems | SXT+ R410A HP | KEEPRITE | CCH624GKA3* |  | EN(A,D)4X30*17**+WALLCON | *8MV*0901716** | 23800 | 13.2 | 16.7 | 25000 | 9 | 15200 | 1 | HRCU-A-CB |  |  | 169 | 527 | Yes
5665295 | Active | Systems | SXT+ R410A HP | KEEPRITE | CCH624GKA3* |  | EN(A,D)4X30*17**+WALLCON | *9MA*0601714A** | 23800 | 12.7 | 16.2 | 25000 | 8.5 | 15400 | 1 | HRCU-A-CB |  |  | 174 | 558 | Yes
5665296 | Active | Systems | SXT+ R410A HP | KEEPRITE | CCH624GKA3* |  | EN(A,D)4X30*17**+WALLCON | *9MA*0801714A** | 23800 | 12.7 | 16.5 | 25000 | 8.5 | 15300 | 1 | HRCU-A-CB |  |  | 171 | 558 | Yes
5665358 | Active | Systems | SXT+ R410A HP | KEEPRITE | CCH624GKA3* |  | EN(A,D)4X36*21** | *9MV*0601714A** | 23600 | 12.7 | 16.5 | 25000 | 9 | 15300 | 1 | HRCU-A-CB |  |  | 169 | 527 | Yes
5665359 | Active | Systems | SXT+ R410A HP | KEEPRITE | CCH624GKA3* |  | EN(A,D)4X36*21** | *9MV*0801716A** | 23800 | 13 | 16.7 | 25000 | 9 | 15300 | 1 | HRCU-A-CB |  |  | 169 | 527 | Yes
5665360 | Active | Systems | SXT+ R410A HP | KEEPRITE | CCH624GKA3* |  | EN(A,D)4X36*21** | *9MV*0802120A** | 24000 | 13 | 17 | 25000 | 9 | 15400 | 1 | HRCU-A-CB |  |  | 167 | 527 | Yes
5665361 | Active | Systems | SXT+ R410A HP | KEEPRITE | CCH624GKA3* |  | EN(A,D)4X36*21** | *9MV*1002120A** | 24200 | 13.2 | 17 | 25000 | 9 | 15400 | 1 | HRCU-A-CB |  |  | 169 | 527 | Yes
5665272 | Active | Systems | SXT+ R410A HP | KEEPRITE | CCH624GKA3* |  | EN(A,D)4X36*21** | *9MX*0601714A** | 24600 | 12.7 | 16.7 | 25000 | 9 | 15900 | 1 | HRCU-A-CB |  |  | 174 | 527 | Yes
5665407 | Active | Systems | SXT+ R410A HP | KEEPRITE | CCH624GKA3* |  | EN(A,D)4X36*21** | MV12**17C* | 23800 | 13 | 16.7 | 25000 | 9 | 15200 | 1 | HRCU-A-CB |  |  | 169 | 527 | Yes
5665427 | Active | Systems | SXT+ R410A HP | KEEPRITE | CCH624GKA3* |  | EN(A,D)4X36*21** | NOMV106D12* | 24400 | 12.7 | 16.2 | 25000 | 8.5 | 15600 | 1 | HRCU-A-CB |  |  | 178 | 558 | Yes
5665234 | Active | Systems | SXT+ R410A HP | KEEPRITE | CCH624GKA3* |  | EN(A,D)4X36*21**+WALLCON | *8MV*1102120** | 23800 | 13.2 | 17 | 25000 | 9 | 15300 | 1 | HRCU-A-CB |  |  | 166 | 527 | Yes
5665299 | Active | Systems | SXT+ R410A HP | KEEPRITE | CCH624GKA3* |  | EN(A,D)4X36*21**+WALLCON | *9MA*0601714A** | 23800 | 12.7 | 16.2 | 25000 | 9 | 15400 | 1 | HRCU-A-CB |  |  | 174 | 527 | Yes
5665319 | Active | Systems | SXT+ R410A HP | KEEPRITE | CCH624GKA3* |  | EN(A,D)4X36*21**+WALLCON | *9MA*0602120A** | 23400 | 12.7 | 16.2 | 25000 | 8.5 | 15300 | 1 | HRCU-A-CB |  |  | 171 | 558 | Yes
5665300 | Active | Systems | SXT+ R410A HP | KEEPRITE | CCH624GKA3* |  | EN(A,D)4X36*21**+WALLCON | *9MA*0801714A** | 23800 | 12.7 | 16.5 | 25000 | 8.5 | 15300 | 1 | HRCU-A-CB |  |  | 171 | 558 | Yes
5665320 | Active | Systems | SXT+ R410A HP | KEEPRITE | CCH624GKA3* |  | EN(A,D)4X36*21**+WALLCON | *9MA*0802120A** | 23400 | 12.7 | 16.7 | 25000 | 9 | 15300 | 1 | HRCU-A-CB |  |  | 166 | 527 | Yes
5665321 | Active | Systems | SXT+ R410A HP | KEEPRITE | CCH624GKA3* |  | EN(A,D)4X36*21**+WALLCON | *9MA*1002122A** | 23400 | 13 | 16.7 | 25000 | 9 | 15300 | 1 | HRCU-A-CB |  |  | 166 | 527 | Yes
5665356 | Active | Systems | SXT+ R410A HP | KEEPRITE | CCH624GKA3* |  | EN(A,D,W)4X36*17** | *9MV*0601714A** | 23600 | 12.7 | 16.5 | 25000 | 9 | 15300 | 1 | HRCU-A-CB |  |  | 169 | 527 | Yes
5665357 | Active | Systems | SXT+ R410A HP | KEEPRITE | CCH624GKA3* |  | EN(A,D,W)4X36*17** | *9MV*0801716A** | 23800 | 13 | 16.7 | 25000 | 9 | 15300 | 1 | HRCU-A-CB |  |  | 169 | 527 | Yes
5665271 | Active | Systems | SXT+ R410A HP | KEEPRITE | CCH624GKA3* |  | EN(A,D,W)4X36*17** | *9MX*0601714A** | 24600 | 12.7 | 16.7 | 25000 | 9 | 15900 | 1 | HRCU-A-CB |  |  | 174 | 527 | Yes
5665405 | Active | Systems | SXT+ R410A HP | KEEPRITE | CCH624GKA3* |  | EN(A,D,W)4X36*17** | MV08**14C* | 23600 | 13 | 16.7 | 25000 | 9 | 15200 | 1 | HRCU-A-CB |  |  | 167 | 527 | Yes
5665406 | Active | Systems | SXT+ R410A HP | KEEPRITE | CCH624GKA3* |  | EN(A,D,W)4X36*17** | MV12**17C* | 23800 | 13 | 16.7 | 25000 | 9 | 15200 | 1 | HRCU-A-CB |  |  | 169 | 527 | Yes
5665426 | Active | Systems | SXT+ R410A HP | KEEPRITE | CCH624GKA3* |  | EN(A,D,W)4X36*17** | NOMV106D12* | 24200 | 12.7 | 16.2 | 25000 | 8.5 | 15600 | 1 | HRCU-A-CB |  |  | 177 | 558 | Yes
5691901 | Active | Systems | SXT+ R410A HP | KEEPRITE | CCH624GKA3* |  | EN(A,D,W)4X36*17** | OLV098A12* | 23800 | 12.7 | 16 | 25000 | 8.5 | 15400 | 1 | HRCU-A-CB |  |  | 176 | 558 | Yes
5691894 | Active | Systems | SXT+ R410A HP | KEEPRITE | CCH624GKA3* |  | EN(A,D,W)4X36*17** | OMV098J12* | 23800 | 12.7 | 16.5 | 25000 | 8.5 | 15400 | 1 | HRCU-A-CB |  |  | 171 | 558 | Yes
5665196 | Active | Systems | SXT+ R410A HP | KEEPRITE | CCH624GKA3* |  | EN(A,D,W)4X36*17** | OMV112K14A | 23800 | 13 | 16.7 | 25000 | 9 | 15300 | 1 | HRCU-A-CB |  |  | 169 | 527 | Yes
5665233 | Active | Systems | SXT+ R410A HP | KEEPRITE | CCH624GKA3* |  | EN(A,D,W)4X36*17**+WALLCON | *8MV*0901716** | 23800 | 13.2 | 16.7 | 25000 | 9 | 15200 | 1 | HRCU-A-CB |  |  | 169 | 527 | Yes
5665297 | Active | Systems | SXT+ R410A HP | KEEPRITE | CCH624GKA3* |  | EN(A,D,W)4X36*17**+WALLCON | *9MA*0601714A** | 23800 | 12.7 | 16.2 | 25000 | 8.5 | 15400 | 1 | HRCU-A-CB |  |  | 174 | 558 | Yes
5665298 | Active | Systems | SXT+ R410A HP | KEEPRITE | CCH624GKA3* |  | EN(A,D,W)4X36*17**+WALLCON | *9MA*0801714A** | 23800 | 12.7 | 16.5 | 25000 | 9 | 15300 | 1 | HRCU-A-CB |  |  | 171 | 527 | Yes
5665197 | Active | Systems | SXT+ R410A HP | KEEPRITE | CCH624GKA3* |  | ENH4X24*17** | *8MX*0451408** | 23600 | 12.7 | 16.2 | 25000 | 8.5 | 15400 | 1 | HRCU-A-CB |  |  | 172 | 558 | Yes
5665363 | Active | Systems | SXT+ R410A HP | KEEPRITE | CCH624GKA3* |  | ENH4X24*17** | *9MV*0601714A** | 23400 | 12.5 | 16.2 | 25000 | 8.5 | 15300 | 1 | HRCU-A-CB |  |  | 171 | 558 | Yes
5665364 | Active | Systems | SXT+ R410A HP | KEEPRITE | CCH624GKA3* |  | ENH4X24*17** | *9MV*0801716A** | 23400 | 12.7 | 16.5 | 25000 | 9 | 15200 | 1 | HRCU-A-CB |  |  | 168 | 527 | Yes
5665274 | Active | Systems | SXT+ R410A HP | KEEPRITE | CCH624GKA3* |  | ENH4X24*17** | *9MX*0601714A** | 24400 | 12.5 | 16.5 | 25000 | 9 | 15900 | 1 | HRCU-A-CB |  |  | 175 | 527 | Yes
5665408 | Active | Systems | SXT+ R410A HP | KEEPRITE | CCH624GKA3* |  | ENH4X24*17** | MV08**14C* | 23600 | 12.7 | 16.7 | 25000 | 8.5 | 15200 | 1 | HRCU-A-CB |  |  | 167 | 558 | Yes
5665409 | Active | Systems | SXT+ R410A HP | KEEPRITE | CCH624GKA3* |  | ENH4X24*17** | MV12**17C* | 23800 | 13 | 16.7 | 25000 | 9 | 15300 | 1 | HRCU-A-CB |  |  | 169 | 527 | Yes
5665428 | Active | Systems | SXT+ R410A HP | KEEPRITE | CCH624GKA3* |  | ENH4X24*17** | NOMV106D12* | 24200 | 12.5 | 16.2 | 25000 | 8.5 | 15700 | 1 | HRCU-A-CB |  |  | 177 | 558 | Yes
5691911 | Active | Systems | SXT+ R410A HP | KEEPRITE | CCH624GKA3* |  | ENH4X24*17** | OLV098A12* | 23800 | 12.5 | 15.7 | 25000 | 8.5 | 15500 | 1 | HRCU-A-CB |  |  | 179 | 558 | Yes
5691909 | Active | Systems | SXT+ R410A HP | KEEPRITE | CCH624GKA3* |  | ENH4X24*17** | OMV098J12* | 23800 | 12.5 | 16.5 | 25000 | 8.5 | 15500 | 1 | HRCU-A-CB |  |  | 171 | 558 | Yes
5665200 | Active | Systems | SXT+ R410A HP | KEEPRITE | CCH624GKA3* |  | ENH4X24*17** | OMV112K14A | 23600 | 12.7 | 16.7 | 25000 | 8.8 | 15300 | 1 | HRCU-A-CB |  |  | 167 | 539 | Yes
5665235 | Active | Systems | SXT+ R410A HP | KEEPRITE | CCH624GKA3* |  | ENH4X24*17**+WALLCON | *8MV*0701412** | 23800 | 13 | 16.7 | 25000 | 8.5 | 15300 | 1 | HRCU-A-CB |  |  | 169 | 558 | Yes
5665236 | Active | Systems | SXT+ R410A HP | KEEPRITE | CCH624GKA3* |  | ENH4X24*17**+WALLCON | *8MV*0901716** | 23800 | 13 | 16.7 | 25000 | 8.5 | 15300 | 1 | HRCU-A-CB |  |  | 169 | 558 | Yes
5665301 | Active | Systems | SXT+ R410A HP | KEEPRITE | CCH624GKA3* |  | ENH4X24*17**+WALLCON | *9MA*0601714A** | 23600 | 12.5 | 16.2 | 25000 | 8.5 | 15400 | 1 | HRCU-A-CB |  |  | 172 | 558 | Yes
5665302 | Active | Systems | SXT+ R410A HP | KEEPRITE | CCH624GKA3* |  | ENH4X24*17**+WALLCON | *9MA*0801714A** | 23600 | 12.7 | 16.2 | 25000 | 8.5 | 15400 | 1 | HRCU-A-CB |  |  | 172 | 558 | Yes
5665201 | Active | Systems | SXT+ R410A HP | KEEPRITE | CCH624GKA3* |  | ENH4X30*17** | *8MX*0451408** | 24000 | 12.7 | 16.5 | 25000 | 9 | 15500 | 1 | HRCU-A-CB |  |  | 172 | 527 | Yes
5665366 | Active | Systems | SXT+ R410A HP | KEEPRITE | CCH624GKA3* |  | ENH4X30*17** | *9MV*0601714A** | 23600 | 12.7 | 16.5 | 25000 | 9 | 15300 | 1 | HRCU-A-CB |  |  | 169 | 527 | Yes
5665367 | Active | Systems | SXT+ R410A HP | KEEPRITE | CCH624GKA3* |  | ENH4X30*17** | *9MV*0801716A** | 23800 | 13 | 16.7 | 25000 | 9 | 15300 | 1 | HRCU-A-CB |  |  | 169 | 527 | Yes
5665276 | Active | Systems | SXT+ R410A HP | KEEPRITE | CCH624GKA3* |  | ENH4X30*17** | *9MX*0601714A** | 24600 | 12.7 | 16.7 | 25000 | 9 | 15900 | 1 | HRCU-A-CB |  |  | 174 | 527 | Yes
5665410 | Active | Systems | SXT+ R410A HP | KEEPRITE | CCH624GKA3* |  | ENH4X30*17** | MV08**14C* | 23600 | 13 | 16.7 | 25000 | 9 | 15200 | 1 | HRCU-A-CB |  |  | 167 | 527 | Yes
5665411 | Active | Systems | SXT+ R410A HP | KEEPRITE | CCH624GKA3* |  | ENH4X30*17** | MV12**17C* | 23800 | 13 | 16.7 | 25000 | 9 | 15200 | 1 | HRCU-A-CB |  |  | 169 | 527 | Yes
5665429 | Active | Systems | SXT+ R410A HP | KEEPRITE | CCH624GKA3* |  | ENH4X30*17** | NOMV106D12* | 24200 | 12.7 | 16.2 | 25000 | 8.5 | 15600 | 1 | HRCU-A-CB |  |  | 177 | 558 | Yes
5691925 | Active | Systems | SXT+ R410A HP | KEEPRITE | CCH624GKA3* |  | ENH4X30*17** | OLV098A12* | 23800 | 12.7 | 16 | 25000 | 8.5 | 15400 | 1 | HRCU-A-CB |  |  | 176 | 558 | Yes
5691918 | Active | Systems | SXT+ R410A HP | KEEPRITE | CCH624GKA3* |  | ENH4X30*17** | OMV098J12* | 23800 | 12.7 | 16.5 | 25000 | 8.5 | 15400 | 1 | HRCU-A-CB |  |  | 171 | 558 | Yes
5665204 | Active | Systems | SXT+ R410A HP | KEEPRITE | CCH624GKA3* |  | ENH4X30*17** | OMV112K14A | 23800 | 13 | 16.7 | 25000 | 9 | 15300 | 1 | HRCU-A-CB |  |  | 169 | 527 | Yes
5665237 | Active | Systems | SXT+ R410A HP | KEEPRITE | CCH624GKA3* |  | ENH4X30*17**+WALLCON | *8MV*0701412** | 23800 | 13 | 16.7 | 25000 | 9 | 15300 | 1 | HRCU-A-CB |  |  | 169 | 527 | Yes
5665238 | Active | Systems | SXT+ R410A HP | KEEPRITE | CCH624GKA3* |  | ENH4X30*17**+WALLCON | *8MV*0901716** | 23800 | 13.2 | 16.7 | 25000 | 9 | 15200 | 1 | HRCU-A-CB |  |  | 169 | 527 | Yes
5665303 | Active | Systems | SXT+ R410A HP | KEEPRITE | CCH624GKA3* |  | ENH4X30*17**+WALLCON | *9MA*0601714A** | 23800 | 12.7 | 16.2 | 25000 | 8.5 | 15400 | 1 | HRCU-A-CB |  |  | 174 | 558 | Yes
5665304 | Active | Systems | SXT+ R410A HP | KEEPRITE | CCH624GKA3* |  | ENH4X30*17**+WALLCON | *9MA*0801714A** | 23800 | 12.7 | 16.5 | 25000 | 8.5 | 15300 | 1 | HRCU-A-CB |  |  | 171 | 558 | Yes
5665205 | Active | Systems | SXT+ R410A HP | KEEPRITE | CCH624GKA3* |  | ENH4X36*17** | *8MX*0451408** | 24000 | 12.7 | 16.5 | 25000 | 9 | 15500 | 1 | HRCU-A-CB |  |  | 172 | 527 | Yes
5665369 | Active | Systems | SXT+ R410A HP | KEEPRITE | CCH624GKA3* |  | ENH4X36*17** | *9MV*0601714A** | 23600 | 12.7 | 16.5 | 25000 | 9 | 15300 | 1 | HRCU-A-CB |  |  | 169 | 527 | Yes
5665370 | Active | Systems | SXT+ R410A HP | KEEPRITE | CCH624GKA3* |  | ENH4X36*17** | *9MV*0801716A** | 23800 | 13 | 16.7 | 25000 | 9 | 15300 | 1 | HRCU-A-CB |  |  | 169 | 527 | Yes
5665278 | Active | Systems | SXT+ R410A HP | KEEPRITE | CCH624GKA3* |  | ENH4X36*17** | *9MX*0601714A** | 24600 | 12.7 | 16.7 | 25000 | 9 | 15900 | 1 | HRCU-A-CB |  |  | 174 | 527 | Yes
5665412 | Active | Systems | SXT+ R410A HP | KEEPRITE | CCH624GKA3* |  | ENH4X36*17** | MV08**14C* | 23600 | 13 | 16.7 | 25000 | 9 | 15200 | 1 | HRCU-A-CB |  |  | 167 | 527 | Yes
5665413 | Active | Systems | SXT+ R410A HP | KEEPRITE | CCH624GKA3* |  | ENH4X36*17** | MV12**17C* | 23800 | 13 | 16.7 | 25000 | 9 | 15200 | 1 | HRCU-A-CB |  |  | 169 | 527 | Yes
5665430 | Active | Systems | SXT+ R410A HP | KEEPRITE | CCH624GKA3* |  | ENH4X36*17** | NOMV106D12* | 24200 | 12.7 | 16.2 | 25000 | 8.5 | 15600 | 1 | HRCU-A-CB |  |  | 177 | 558 | Yes
5691941 | Active | Systems | SXT+ R410A HP | KEEPRITE | CCH624GKA3* |  | ENH4X36*17** | OLV098A12* | 23800 | 12.7 | 16 | 25000 | 8.5 | 15400 | 1 | HRCU-A-CB |  |  | 176 | 558 | Yes
5691934 | Active | Systems | SXT+ R410A HP | KEEPRITE | CCH624GKA3* |  | ENH4X36*17** | OMV098J12* | 23800 | 12.7 | 16.5 | 25000 | 8.5 | 15400 | 1 | HRCU-A-CB |  |  | 171 | 558 | Yes
5665208 | Active | Systems | SXT+ R410A HP | KEEPRITE | CCH624GKA3* |  | ENH4X36*17** | OMV112K14A | 23800 | 13 | 16.7 | 25000 | 9 | 15300 | 1 | HRCU-A-CB |  |  | 169 | 527 | Yes
5665239 | Active | Systems | SXT+ R410A HP | KEEPRITE | CCH624GKA3* |  | ENH4X36*17**+WALLCON | *8MV*0701412** | 23800 | 13 | 16.7 | 25000 | 9 | 15300 | 1 | HRCU-A-CB |  |  | 169 | 527 | Yes
5665240 | Active | Systems | SXT+ R410A HP | KEEPRITE | CCH624GKA3* |  | ENH4X36*17**+WALLCON | *8MV*0901716** | 23800 | 13.2 | 16.7 | 25000 | 9 | 15200 | 1 | HRCU-A-CB |  |  | 169 | 527 | Yes
5665305 | Active | Systems | SXT+ R410A HP | KEEPRITE | CCH624GKA3* |  | ENH4X36*17**+WALLCON | *9MA*0601714A** | 23800 | 12.7 | 16.2 | 25000 | 8.5 | 15400 | 1 | HRCU-A-CB |  |  | 174 | 558 | Yes
5665306 | Active | Systems | SXT+ R410A HP | KEEPRITE | CCH624GKA3* |  | ENH4X36*17**+WALLCON | *9MA*0801714A** | 23800 | 12.7 | 16.5 | 25000 | 8.5 | 15300 | 1 | HRCU-A-CB |  |  | 171 | 558 | Yes
5665253 | Active | Systems | SXT+ R410A HP | KEEPRITE | CCH624GKA3* |  | FCM4X24****+WALLCON |  | 24000 | 13.2 | 17 | 25000 | 9 | 15200 | 1 | HRCU-A-CB |  |  | 167 | 527 | Yes
5665254 | Active | Systems | SXT+ R410A HP | KEEPRITE | CCH624GKA3* |  | FCM4X36****+WALLCON |  | 24000 | 13.2 | 17 | 25000 | 9 | 15200 | 1 | HRCU-A-CB |  |  | 167 | 527 | Yes
5665154 | Active | Systems | SXT+ R410A HP | KEEPRITE | CCH624GKA3* |  | FVM4X24**** |  | 24000 | 13 | 17 | 25000 | 9 | 15300 | 1 | HRCU-A-CB | Yes |  | 167 | 527 | Yes
5665221 | Active | Systems | SXT+ R410A HP | KEEPRITE | CCH624GKA3* |  | FVM4X36**** |  | 24000 | 13.2 | 17 | 25000 | 9 | 15200 | 1 | HRCU-A-CB |  |  | 167 | 527 | Yes
5247963 | Discontinued | Systems | SXT+ R410A HP | KEEPRITE | CCH636GKA* |  | EA*4X36*17A*+WALLCON | *8MV*0901716** | 34600 | 12.5 | 16 | 35000 | 9 | 22200 | 1 | HRCU-A-CB |  |  | 256 | 737 | Yes
5248019 | Discontinued | Systems | SXT+ R410A HP | KEEPRITE | CCH636GKA* |  | EA*4X36*21A* | *8MX*0902116** | 34800 | 12.5 | 16 | 35000 | 9 | 22200 | 1 | HRCU-A-CB |  |  | 258 | 737 | Yes
5427059 | Discontinued | Systems | SXT+ R410A HP | KEEPRITE | CCH636GKA* |  | EA*4X36*21A* | MV12**17C* | 34800 | 12.5 | 16.2 | 35000 | 9 | 22200 | 1 | HRCU-A-CB |  |  | 254 | 737 | Yes
5427060 | Discontinued | Systems | SXT+ R410A HP | KEEPRITE | CCH636GKA* |  | EA*4X36*21A* | MV16**21C* | 34600 | 12.5 | 16.2 | 34800 | 9 | 22000 | 1 | HRCU-A-CB |  |  | 253 | 737 | Yes
5247964 | Discontinued | Systems | SXT+ R410A HP | KEEPRITE | CCH636GKA* |  | EA*4X36*21A*+WALLCON | *8MV*0901716** | 34600 | 12.5 | 16.2 | 34800 | 9 | 22200 | 1 | HRCU-A-CB |  |  | 253 | 737 | Yes
5247965 | Discontinued | Systems | SXT+ R410A HP | KEEPRITE | CCH636GKA* |  | EA*4X36*21A*+WALLCON | *8MV*1102120** | 34600 | 12.5 | 16.2 | 34800 | 9 | 22200 | 1 | HRCU-A-CB |  |  | 253 | 737 | Yes
5248289 | Discontinued | Systems | SXT+ R410A HP | KEEPRITE | CCH636GKA* |  | EA*4X36*21A*+WALLCON | *9MA*1002122A** | 34200 | 12.5 | 16 | 35000 | 9 | 23800 | 1 | HRCU-A-CB |  |  | 253 | 737 | Yes
5248021 | Discontinued | Systems | SXT+ R410A HP | KEEPRITE | CCH636GKA* |  | EA*4X42*21A* | *8MX*0902116** | 35000 | 12.5 | 16 | 35200 | 9 | 22400 | 1 | HRCU-A-CB |  |  | 259 | 737 | Yes
5248261 | Discontinued | Systems | SXT+ R410A HP | KEEPRITE | CCH636GKA* |  | EA*4X42*21A* | *9MV*0802120A** | 34200 | 12.5 | 16 | 34600 | 9 | 21800 | 1 | HRCU-A-CB |  |  | 253 | 737 | Yes
5248262 | Discontinued | Systems | SXT+ R410A HP | KEEPRITE | CCH636GKA* |  | EA*4X42*21A* | *9MV*1002120A** | 34200 | 12.5 | 16 | 34600 | 8.7 | 21800 | 1 | HRCU-A-CB |  |  | 253 | 763 | Yes
5427061 | Discontinued | Systems | SXT+ R410A HP | KEEPRITE | CCH636GKA* |  | EA*4X42*21A* | MV12**17C* | 35000 | 12.5 | 16.2 | 35000 | 9 | 22200 | 1 | HRCU-A-CB |  |  | 256 | 737 | Yes
5427062 | Discontinued | Systems | SXT+ R410A HP | KEEPRITE | CCH636GKA* |  | EA*4X42*21A* | MV16**21C* | 35000 | 12.5 | 16.5 | 35000 | 9 | 22200 | 1 | HRCU-A-CB |  |  | 251 | 737 | Yes
5247966 | Discontinued | Systems | SXT+ R410A HP | KEEPRITE | CCH636GKA* |  | EA*4X42*21A*+WALLCON | *8MV*0901716** | 35000 | 12.5 | 16.2 | 35000 | 9 | 22200 | 1 | HRCU-A-CB |  |  | 256 | 737 | Yes
5247967 | Discontinued | Systems | SXT+ R410A HP | KEEPRITE | CCH636GKA* |  | EA*4X42*21A*+WALLCON | *8MV*1102120** | 35000 | 12.5 | 16.2 | 35000 | 9 | 22200 | 1 | HRCU-A-CB |  |  | 256 | 737 | Yes
5248291 | Discontinued | Systems | SXT+ R410A HP | KEEPRITE | CCH636GKA* |  | EA*4X42*21A*+WALLCON | *9MA*0802120A** | 34400 | 12.5 | 16 | 35000 | 9 | 24000 | 1 | HRCU-A-CB |  |  | 255 | 737 | Yes
5248292 | Discontinued | Systems | SXT+ R410A HP | KEEPRITE | CCH636GKA* |  | EA*4X42*21A*+WALLCON | *9MA*1002122A** | 34600 | 12.5 | 16 | 35000 | 9 | 24000 | 1 | HRCU-A-CB |  |  | 256 | 737 | Yes
5248022 | Discontinued | Systems | SXT+ R410A HP | KEEPRITE | CCH636GKA* |  | EA*4X42*24A* | *8MX*0902116** | 35200 | 12.5 | 16 | 35200 | 9 | 22400 | 1 | HRCU-A-CB |  |  | 260 | 737 | Yes
5248263 | Discontinued | Systems | SXT+ R410A HP | KEEPRITE | CCH636GKA* |  | EA*4X42*24A* | *9MV*0802120A** | 34200 | 12.5 | 16 | 34600 | 9 | 21800 | 1 | HRCU-A-CB |  |  | 253 | 737 | Yes
5248264 | Discontinued | Systems | SXT+ R410A HP | KEEPRITE | CCH636GKA* |  | EA*4X42*24A* | *9MV*1002120A** | 34200 | 12.5 | 16 | 34600 | 9 | 21800 | 1 | HRCU-A-CB |  |  | 253 | 737 | Yes
5248250 | Discontinued | Systems | SXT+ R410A HP | KEEPRITE | CCH636GKA* |  | EA*4X42*24A* | *9MV*1202422A** | 34400 | 12.5 | 16.2 | 34800 | 9 | 21800 | 1 | HRCU-A-CB |  |  | 251 | 737 | Yes
5427063 | Discontinued | Systems | SXT+ R410A HP | KEEPRITE | CCH636GKA* |  | EA*4X42*24A* | MV16**21C* | 35000 | 12.7 | 16.5 | 35000 | 9 | 22200 | 1 | HRCU-A-CB |  |  | 251 | 737 | Yes
5427064 | Discontinued | Systems | SXT+ R410A HP | KEEPRITE | CCH636GKA* |  | EA*4X42*24A* | MV20**24C* | 34800 | 12.7 | 16.5 | 34800 | 9 | 22000 | 1 | HRCU-A-CB |  |  | 250 | 737 | Yes
5247968 | Discontinued | Systems | SXT+ R410A HP | KEEPRITE | CCH636GKA* |  | EA*4X42*24A*+WALLCON | *8MV*1102120** | 35000 | 12.5 | 16.2 | 35000 | 9 | 22200 | 1 | HRCU-A-CB |  |  | 256 | 737 | Yes
5247969 | Discontinued | Systems | SXT+ R410A HP | KEEPRITE | CCH636GKA* |  | EA*4X42*24A*+WALLCON | *8MV*1352422** | 35000 | 12.7 | 16.5 | 35000 | 9 | 22000 | 1 | HRCU-A-CB |  |  | 251 | 737 | Yes
5248294 | Discontinued | Systems | SXT+ R410A HP | KEEPRITE | CCH636GKA* |  | EA*4X42*24A*+WALLCON | *9MA*0802120A** | 34400 | 12.5 | 16 | 35000 | 9 | 24000 | 1 | HRCU-A-CB |  |  | 255 | 737 | Yes
5248295 | Discontinued | Systems | SXT+ R410A HP | KEEPRITE | CCH636GKA* |  | EA*4X42*24A*+WALLCON | *9MA*1002122A** | 34600 | 12.5 | 16 | 35000 | 9 | 23800 | 1 | HRCU-A-CB |  |  | 256 | 737 | Yes
5248178 | Discontinued | Systems | SXT+ R410A HP | KEEPRITE | CCH636GKA* |  | EA*4X42*24A*+WALLCON | *9MA*1202422A** | 34400 | 12.5 | 16 | 35000 | 9 | 22200 | 1 | HRCU-A-CB |  |  | 255 | 737 | Yes
5248144 | Discontinued | Systems | SXT+ R410A HP | KEEPRITE | CCH636GKA* |  | EA*4X48*17A* | *9MX*0801716A** | 35400 | 12.5 | 16 | 35800 | 9.2 | 22600 | 1 | HRCU-A-CB |  |  | 262 | 721 | Yes
5427065 | Discontinued | Systems | SXT+ R410A HP | KEEPRITE | CCH636GKA* |  | EA*4X48*17A* | MV08**14C* | 35400 | 12.5 | 16.5 | 35400 | 9 | 22400 | 1 | HRCU-A-CB |  |  | 254 | 737 | Yes
5427066 | Discontinued | Systems | SXT+ R410A HP | KEEPRITE | CCH636GKA* |  | EA*4X48*17A* | MV12**17C* | 35800 | 12.7 | 16.7 | 35600 | 9 | 22400 | 1 | HRCU-A-CB |  |  | 254 | 737 | Yes
5248072 | Discontinued | Systems | SXT+ R410A HP | KEEPRITE | CCH636GKA* |  | EA*4X48*17A* | OMV112K14A | 35400 | 12.5 | 16.5 | 35600 | 9.2 | 22600 | 1 | HRCU-A-CB |  |  | 254 | 721 | Yes
5247970 | Discontinued | Systems | SXT+ R410A HP | KEEPRITE | CCH636GKA* |  | EA*4X48*17A*+WALLCON | *8MV*0701412** | 35600 | 12.5 | 16.5 | 35800 | 9.2 | 22600 | 1 | HRCU-A-CB |  |  | 255 | 721 | Yes
5247971 | Discontinued | Systems | SXT+ R410A HP | KEEPRITE | CCH636GKA* |  | EA*4X48*17A*+WALLCON | *8MV*0901716** | 35800 | 12.7 | 16.7 | 35600 | 9.2 | 22400 | 1 | HRCU-A-CB |  |  | 254 | 721 | Yes
5248180 | Discontinued | Systems | SXT+ R410A HP | KEEPRITE | CCH636GKA* |  | EA*4X48*17A*+WALLCON | *9MA*0801714A** | 35200 | 12.5 | 16 | 35800 | 9 | 22800 | 1 | HRCU-A-CB |  |  | 260 | 737 | Yes
5248026 | Discontinued | Systems | SXT+ R410A HP | KEEPRITE | CCH636GKA* |  | EA*4X48*21A* | *8MX*0902116** | 35600 | 12.7 | 16.2 | 35600 | 9.2 | 22400 | 1 | HRCU-A-CB |  |  | 260 | 721 | Yes
5248265 | Discontinued | Systems | SXT+ R410A HP | KEEPRITE | CCH636GKA* |  | EA*4X48*21A* | *9MV*0802120A** | 34600 | 12.5 | 16.2 | 34800 | 9 | 22000 | 1 | HRCU-A-CB |  |  | 253 | 737 | Yes
5248266 | Discontinued | Systems | SXT+ R410A HP | KEEPRITE | CCH636GKA* |  | EA*4X48*21A* | *9MV*1002120A** | 34600 | 12.5 | 16.2 | 34800 | 9 | 21800 | 1 | HRCU-A-CB |  |  | 253 | 737 | Yes
5248146 | Discontinued | Systems | SXT+ R410A HP | KEEPRITE | CCH636GKA* |  | EA*4X48*21A* | *9MX*0801716A** | 35200 | 12.5 | 16 | 35600 | 9 | 22600 | 1 | HRCU-A-CB |  |  | 260 | 737 | Yes
5427067 | Discontinued | Systems | SXT+ R410A HP | KEEPRITE | CCH636GKA* |  | EA*4X48*21A* | MV12**17C* | 35400 | 12.7 | 16.5 | 35400 | 9 | 22400 | 1 | HRCU-A-CB |  |  | 254 | 737 | Yes
5427068 | Discontinued | Systems | SXT+ R410A HP | KEEPRITE | CCH636GKA* |  | EA*4X48*21A* | MV16**21C* | 35400 | 12.7 | 16.7 | 35400 | 9 | 22400 | 1 | HRCU-A-CB |  |  | 251 | 737 | Yes
5248075 | Discontinued | Systems | SXT+ R410A HP | KEEPRITE | CCH636GKA* |  | EA*4X48*21A* | OMV112K14A | 35200 | 12.5 | 16.2 | 35400 | 9 | 22600 | 1 | HRCU-A-CB |  |  | 257 | 737 | Yes
5247972 | Discontinued | Systems | SXT+ R410A HP | KEEPRITE | CCH636GKA* |  | EA*4X48*21A*+WALLCON | *8MV*0901716** | 35400 | 12.7 | 16.5 | 35400 | 9.2 | 22400 | 1 | HRCU-A-CB |  |  | 254 | 721 | Yes
5247973 | Discontinued | Systems | SXT+ R410A HP | KEEPRITE | CCH636GKA* |  | EA*4X48*21A*+WALLCON | *8MV*1102120** | 35400 | 12.7 | 16.5 | 35400 | 9.2 | 22400 | 1 | HRCU-A-CB |  |  | 254 | 721 | Yes
5248182 | Discontinued | Systems | SXT+ R410A HP | KEEPRITE | CCH636GKA* |  | EA*4X48*21A*+WALLCON | *9MA*0801714A** | 34800 | 12.5 | 16 | 35600 | 9 | 22600 | 1 | HRCU-A-CB |  |  | 258 | 737 | Yes
5248297 | Discontinued | Systems | SXT+ R410A HP | KEEPRITE | CCH636GKA* |  | EA*4X48*21A*+WALLCON | *9MA*0802120A** | 35000 | 12.5 | 16.2 | 35400 | 9 | 24200 | 1 | HRCU-A-CB |  |  | 256 | 737 | Yes
5248298 | Discontinued | Systems | SXT+ R410A HP | KEEPRITE | CCH636GKA* |  | EA*4X48*21A*+WALLCON | *9MA*1002122A** | 35000 | 12.5 | 16.2 | 35400 | 9 | 24000 | 1 | HRCU-A-CB |  |  | 256 | 737 | Yes
5248027 | Discontinued | Systems | SXT+ R410A HP | KEEPRITE | CCH636GKA* |  | EA*4X48*24A* | *8MX*0902116** | 35600 | 12.7 | 16.2 | 35600 | 9.2 | 22400 | 1 | HRCU-A-CB |  |  | 260 | 721 | Yes
5248267 | Discontinued | Systems | SXT+ R410A HP | KEEPRITE | CCH636GKA* |  | EA*4X48*24A* | *9MV*0802120A** | 34600 | 12.5 | 16.2 | 35000 | 9 | 22000 | 1 | HRCU-A-CB |  |  | 253 | 737 | Yes
5248268 | Discontinued | Systems | SXT+ R410A HP | KEEPRITE | CCH636GKA* |  | EA*4X48*24A* | *9MV*1002120A** | 34600 | 12.5 | 16.2 | 34800 | 9 | 22000 | 1 | HRCU-A-CB |  |  | 253 | 737 | Yes
5248251 | Discontinued | Systems | SXT+ R410A HP | KEEPRITE | CCH636GKA* |  | EA*4X48*24A* | *9MV*1202422A** | 35000 | 12.7 | 16.5 | 35000 | 9 | 22000 | 1 | HRCU-A-CB |  |  | 251 | 737 | Yes
5427069 | Discontinued | Systems | SXT+ R410A HP | KEEPRITE | CCH636GKA* |  | EA*4X48*24A* | MV16**21C* | 35600 | 12.7 | 16.7 | 35200 | 9 | 22200 | 1 | HRCU-A-CB |  |  | 252 | 737 | Yes
5427070 | Discontinued | Systems | SXT+ R410A HP | KEEPRITE | CCH636GKA* |  | EA*4X48*24A* | MV20**24C* | 35400 | 12.7 | 16.7 | 35200 | 9 | 22200 | 1 | HRCU-A-CB |  |  | 251 | 737 | Yes
5248077 | Discontinued | Systems | SXT+ R410A HP | KEEPRITE | CCH636GKA* |  | EA*4X48*24A* | OLV112A16A | 35400 | 12.5 | 16 | 35800 | 9 | 22800 | 1 | HRCU-A-CB |  |  | 262 | 737 | Yes
5247974 | Discontinued | Systems | SXT+ R410A HP | KEEPRITE | CCH636GKA* |  | EA*4X48*24A*+WALLCON | *8MV*1102120** | 35400 | 12.7 | 16.7 | 35400 | 9.2 | 22200 | 1 | HRCU-A-CB |  |  | 251 | 721 | Yes
5247975 | Discontinued | Systems | SXT+ R410A HP | KEEPRITE | CCH636GKA* |  | EA*4X48*24A*+WALLCON | *8MV*1352422** | 35600 | 12.7 | 16.7 | 35200 | 9.2 | 22200 | 1 | HRCU-A-CB |  |  | 252 | 721 | Yes
5248299 | Discontinued | Systems | SXT+ R410A HP | KEEPRITE | CCH636GKA* |  | EA*4X48*24A*+WALLCON | *9MA*0602120A** | 34800 | 12.5 | 16 | 35600 | 9 | 24200 | 1 | HRCU-A-CB |  |  | 258 | 737 | Yes
5248300 | Discontinued | Systems | SXT+ R410A HP | KEEPRITE | CCH636GKA* |  | EA*4X48*24A*+WALLCON | *9MA*0802120A** | 35000 | 12.5 | 16.2 | 35400 | 9 | 24200 | 1 | HRCU-A-CB |  |  | 256 | 737 | Yes
5248301 | Discontinued | Systems | SXT+ R410A HP | KEEPRITE | CCH636GKA* |  | EA*4X48*24A*+WALLCON | *9MA*1002122A** | 35000 | 12.5 | 16.2 | 35400 | 9 | 24000 | 1 | HRCU-A-CB |  |  | 256 | 737 | Yes
5248183 | Discontinued | Systems | SXT+ R410A HP | KEEPRITE | CCH636GKA* |  | EA*4X48*24A*+WALLCON | *9MA*1202422A** | 35000 | 12.5 | 16.2 | 35400 | 9 | 22400 | 1 | HRCU-A-CB |  |  | 256 | 737 | Yes
5247976 | Discontinued | Systems | SXT+ R410A HP | KEEPRITE | CCH636GKA* |  | ED*4X36F**+WALLCON | *8MV*0901716** | 34600 | 12.5 | 16 | 35000 | 9 | 22200 | 1 | HRCU-A-CB |  |  | 256 | 737 | Yes
5248029 | Discontinued | Systems | SXT+ R410A HP | KEEPRITE | CCH636GKA* |  | ED*4X48J** | *8MX*0902116** | 35600 | 12.7 | 16.2 | 35600 | 9 | 22400 | 1 | HRCU-A-CB |  |  | 260 | 737 | Yes
5247977 | Discontinued | Systems | SXT+ R410A HP | KEEPRITE | CCH636GKA* |  | ED*4X48J**+WALLCON | *8MV*1102120** | 35400 | 12.7 | 16.5 | 35400 | 9 | 22400 | 1 | HRCU-A-CB |  |  | 254 | 737 | Yes
5248186 | Discontinued | Systems | SXT+ R410A HP | KEEPRITE | CCH636GKA* |  | ED*4X48J**+WALLCON | *9MA*1202422A** | 35000 | 12.5 | 16.2 | 35600 | 9 | 22400 | 1 | HRCU-A-CB |  |  | 256 | 737 | Yes
5248051 | Discontinued | Systems | SXT+ R410A HP | KEEPRITE | CCH636GKA* |  | EHD4X36A** | *8MX*0902116** | 35400 | 12.5 | 16 | 35400 | 9.2 | 22400 | 1 | HRCU-A-CB |  |  | 262 | 721 | Yes
5248281 | Discontinued | Systems | SXT+ R410A HP | KEEPRITE | CCH636GKA* |  | EHD4X36A** | *9MV*0802120A** | 34600 | 12.5 | 16 | 34800 | 9 | 21800 | 1 | HRCU-A-CB |  |  | 256 | 737 | Yes
5248282 | Discontinued | Systems | SXT+ R410A HP | KEEPRITE | CCH636GKA* |  | EHD4X36A** | *9MV*1002120A** | 34400 | 12.5 | 16 | 34600 | 8.7 | 21800 | 1 | HRCU-A-CB |  |  | 255 | 763 | Yes
5248256 | Discontinued | Systems | SXT+ R410A HP | KEEPRITE | CCH636GKA* |  | EHD4X36A** | *9MV*1202422A** | 34600 | 12.5 | 16.2 | 34800 | 9 | 22000 | 1 | HRCU-A-CB |  |  | 253 | 737 | Yes
5248166 | Discontinued | Systems | SXT+ R410A HP | KEEPRITE | CCH636GKA* |  | EHD4X36A** | *9MX*0801716A** | 35200 | 12.5 | 15.7 | 35400 | 9 | 22600 | 1 | HRCU-A-CB |  |  | 265 | 737 | Yes
5427089 | Discontinued | Systems | SXT+ R410A HP | KEEPRITE | CCH636GKA* |  | EHD4X36A** | MV08**14C* | 35200 | 12.5 | 16.2 | 35200 | 9 | 22400 | 1 | HRCU-A-CB |  |  | 257 | 737 | Yes
5427090 | Discontinued | Systems | SXT+ R410A HP | KEEPRITE | CCH636GKA* |  | EHD4X36A** | MV12**17C* | 35600 | 12.7 | 16.5 | 35400 | 9 | 22400 | 1 | HRCU-A-CB |  |  | 255 | 737 | Yes
5427091 | Discontinued | Systems | SXT+ R410A HP | KEEPRITE | CCH636GKA* |  | EHD4X36A** | MV16**21C* | 35400 | 12.7 | 16.7 | 35200 | 9 | 22400 | 1 | HRCU-A-CB |  |  | 251 | 737 | Yes
5427092 | Discontinued | Systems | SXT+ R410A HP | KEEPRITE | CCH636GKA* |  | EHD4X36A** | MV20**24C* | 35400 | 12.7 | 16.7 | 35200 | 9 | 22200 | 1 | HRCU-A-CB |  |  | 251 | 737 | Yes
5248120 | Discontinued | Systems | SXT+ R410A HP | KEEPRITE | CCH636GKA* |  | EHD4X36A** | OLV154F20A | 36200 | 12.5 | 16.5 | 36000 | 9.2 | 23000 | 1 | HRCU-A-CB |  |  | 260 | 721 | Yes
5248118 | Discontinued | Systems | SXT+ R410A HP | KEEPRITE | CCH636GKA* |  | EHD4X36A** | OMV112K14A | 35200 | 12.5 | 16.2 | 35400 | 9 | 22600 | 1 | HRCU-A-CB |  |  | 257 | 737 | Yes
5248003 | Discontinued | Systems | SXT+ R410A HP | KEEPRITE | CCH636GKA* |  | EHD4X36A**+WALLCON | *8MV*0701412** | 35400 | 12.5 | 16.2 | 35400 | 9 | 22600 | 1 | HRCU-A-CB |  |  | 259 | 737 | Yes
5248004 | Discontinued | Systems | SXT+ R410A HP | KEEPRITE | CCH636GKA* |  | EHD4X36A**+WALLCON | *8MV*0901716** | 35400 | 12.5 | 16.5 | 35400 | 9.2 | 22400 | 1 | HRCU-A-CB |  |  | 254 | 721 | Yes
5248005 | Discontinued | Systems | SXT+ R410A HP | KEEPRITE | CCH636GKA* |  | EHD4X36A**+WALLCON | *8MV*1102120** | 35400 | 12.5 | 16.5 | 35400 | 9 | 22400 | 1 | HRCU-A-CB |  |  | 254 | 737 | Yes
5248006 | Discontinued | Systems | SXT+ R410A HP | KEEPRITE | CCH636GKA* |  | EHD4X36A**+WALLCON | *8MV*1352422** | 35600 | 12.7 | 16.5 | 35200 | 9.2 | 22200 | 1 | HRCU-A-CB |  |  | 255 | 721 | Yes
5248320 | Discontinued | Systems | SXT+ R410A HP | KEEPRITE | CCH636GKA* |  | EHD4X36A**+WALLCON | *9MA*0602120A** | 35200 | 12.7 | 16 | 35600 | 9 | 24400 | 1 | HRCU-A-CB |  |  | 260 | 737 | Yes
5248321 | Discontinued | Systems | SXT+ R410A HP | KEEPRITE | CCH636GKA* |  | EHD4X36A**+WALLCON | *9MA*0802120A** | 35400 | 13 | 16.2 | 35400 | 9 | 24200 | 1 | HRCU-A-CB |  |  | 259 | 737 | Yes
5248322 | Discontinued | Systems | SXT+ R410A HP | KEEPRITE | CCH636GKA* |  | EHD4X36A**+WALLCON | *9MA*1002122A** | 35400 | 13 | 16.2 | 35400 | 9 | 24200 | 1 | HRCU-A-CB |  |  | 259 | 737 | Yes
5248209 | Discontinued | Systems | SXT+ R410A HP | KEEPRITE | CCH636GKA* |  | EHD4X36A**+WALLCON | *9MA*1202422A** | 35000 | 12.5 | 16 | 35400 | 9 | 22400 | 1 | HRCU-A-CB |  |  | 259 | 737 | Yes
5248053 | Discontinued | Systems | SXT+ R410A HP | KEEPRITE | CCH636GKA* |  | EHD4X42A** | *8MX*0701716** | 35400 | 12.5 | 15.7 | 35800 | 9 | 22800 | 1 | HRCU-A-CB |  |  | 267 | 737 | Yes
5248054 | Discontinued | Systems | SXT+ R410A HP | KEEPRITE | CCH636GKA* |  | EHD4X42A** | *8MX*0902116** | 35800 | 12.7 | 16.2 | 35600 | 9.2 | 22400 | 1 | HRCU-A-CB |  |  | 262 | 721 | Yes
5248283 | Discontinued | Systems | SXT+ R410A HP | KEEPRITE | CCH636GKA* |  | EHD4X42A** | *9MV*0802120A** | 34800 | 12.5 | 16.2 | 34800 | 9 | 22000 | 1 | HRCU-A-CB |  |  | 254 | 737 | Yes
5248284 | Discontinued | Systems | SXT+ R410A HP | KEEPRITE | CCH636GKA* |  | EHD4X42A** | *9MV*1002120A** | 34800 | 12.5 | 16.2 | 34800 | 9 | 21800 | 1 | HRCU-A-CB |  |  | 254 | 737 | Yes
5248257 | Discontinued | Systems | SXT+ R410A HP | KEEPRITE | CCH636GKA* |  | EHD4X42A** | *9MV*1202422A** | 35000 | 12.7 | 16.5 | 35000 | 9 | 22000 | 1 | HRCU-A-CB |  |  | 251 | 737 | Yes
5248168 | Discontinued | Systems | SXT+ R410A HP | KEEPRITE | CCH636GKA* |  | EHD4X42A** | *9MX*0801716A** | 35400 | 12.5 | 16 | 35600 | 9 | 22600 | 1 | HRCU-A-CB |  |  | 262 | 737 | Yes
5427093 | Discontinued | Systems | SXT+ R410A HP | KEEPRITE | CCH636GKA* |  | EHD4X42A** | MV08**14C* | 35400 | 12.5 | 16.5 | 35400 | 9 | 22400 | 1 | HRCU-A-CB |  |  | 254 | 737 | Yes
5427094 | Discontinued | Systems | SXT+ R410A HP | KEEPRITE | CCH636GKA* |  | EHD4X42A** | MV12**17C* | 35800 | 12.7 | 16.7 | 35400 | 9 | 22400 | 1 | HRCU-A-CB |  |  | 254 | 737 | Yes
5427095 | Discontinued | Systems | SXT+ R410A HP | KEEPRITE | CCH636GKA* |  | EHD4X42A** | MV16**21C* | 35800 | 12.7 | 16.7 | 35400 | 9 | 22400 | 1 | HRCU-A-CB |  |  | 254 | 737 | Yes
5427096 | Discontinued | Systems | SXT+ R410A HP | KEEPRITE | CCH636GKA* |  | EHD4X42A** | MV20**24C* | 35600 | 12.7 | 16.7 | 35200 | 9 | 22200 | 1 | HRCU-A-CB |  |  | 252 | 737 | Yes
5248124 | Discontinued | Systems | SXT+ R410A HP | KEEPRITE | CCH636GKA* |  | EHD4X42A** | OLV112A16A | 35600 | 12.5 | 16 | 35800 | 9 | 22800 | 1 | HRCU-A-CB |  |  | 263 | 737 | Yes
5248125 | Discontinued | Systems | SXT+ R410A HP | KEEPRITE | CCH636GKA* |  | EHD4X42A** | OLV154F20A | 36600 | 12.7 | 16.5 | 36000 | 9.5 | 23000 | 1 | HRCU-A-CB |  |  | 263 | 699 | Yes
5248123 | Discontinued | Systems | SXT+ R410A HP | KEEPRITE | CCH636GKA* |  | EHD4X42A** | OMV112K14A | 35400 | 12.5 | 16.2 | 35600 | 9 | 22600 | 1 | HRCU-A-CB |  |  | 259 | 737 | Yes
5248007 | Discontinued | Systems | SXT+ R410A HP | KEEPRITE | CCH636GKA* |  | EHD4X42A**+WALLCON | *8MV*0701412** | 35600 | 12.5 | 16.5 | 35600 | 9 | 22600 | 1 | HRCU-A-CB |  |  | 255 | 737 | Yes
5248008 | Discontinued | Systems | SXT+ R410A HP | KEEPRITE | CCH636GKA* |  | EHD4X42A**+WALLCON | *8MV*0901716** | 35600 | 12.7 | 16.7 | 35400 | 9.2 | 22400 | 1 | HRCU-A-CB |  |  | 252 | 721 | Yes
5248009 | Discontinued | Systems | SXT+ R410A HP | KEEPRITE | CCH636GKA* |  | EHD4X42A**+WALLCON | *8MV*1102120** | 35600 | 12.7 | 16.5 | 35400 | 9.2 | 22400 | 1 | HRCU-A-CB |  |  | 255 | 721 | Yes
5248010 | Discontinued | Systems | SXT+ R410A HP | KEEPRITE | CCH636GKA* |  | EHD4X42A**+WALLCON | *8MV*1352422** | 35800 | 12.7 | 16.7 | 35400 | 9.2 | 22400 | 1 | HRCU-A-CB |  |  | 254 | 721 | Yes
5248323 | Discontinued | Systems | SXT+ R410A HP | KEEPRITE | CCH636GKA* |  | EHD4X42A**+WALLCON | *9MA*0602120A** | 35600 | 12.7 | 16 | 35600 | 9 | 24400 | 1 | HRCU-A-CB |  |  | 263 | 737 | Yes
5248211 | Discontinued | Systems | SXT+ R410A HP | KEEPRITE | CCH636GKA* |  | EHD4X42A**+WALLCON | *9MA*0801714A** | 35000 | 12.5 | 16 | 35600 | 9 | 22600 | 1 | HRCU-A-CB |  |  | 259 | 737 | Yes
5248324 | Discontinued | Systems | SXT+ R410A HP | KEEPRITE | CCH636GKA* |  | EHD4X42A**+WALLCON | *9MA*0802120A** | 35600 | 13 | 16.5 | 35400 | 9 | 24200 | 1 | HRCU-A-CB |  |  | 255 | 737 | Yes
5248325 | Discontinued | Systems | SXT+ R410A HP | KEEPRITE | CCH636GKA* |  | EHD4X42A**+WALLCON | *9MA*1002122A** | 35600 | 13 | 16.5 | 35400 | 9 | 24200 | 1 | HRCU-A-CB |  |  | 255 | 737 | Yes
5248212 | Discontinued | Systems | SXT+ R410A HP | KEEPRITE | CCH636GKA* |  | EHD4X42A**+WALLCON | *9MA*1202422A** | 35200 | 12.5 | 16.2 | 35400 | 9 | 22400 | 1 | HRCU-A-CB |  |  | 257 | 737 | Yes
5248057 | Discontinued | Systems | SXT+ R410A HP | KEEPRITE | CCH636GKA* |  | EHD4X48A** | *8MX*0902116** | 36000 | 12.7 | 16.2 | 35600 | 9.2 | 22600 | 1 | HRCU-A-CB |  |  | 263 | 721 | Yes
5248249 | Discontinued | Systems | SXT+ R410A HP | KEEPRITE | CCH636GKA* |  | EHD4X48A** | *9MV*0801716A** | 35600 | 12.5 | 16.2 | 35600 | 9 | 22600 | 1 | HRCU-A-CB |  |  | 260 | 737 | Yes
5248285 | Discontinued | Systems | SXT+ R410A HP | KEEPRITE | CCH636GKA* |  | EHD4X48A** | *9MV*0802120A** | 35000 | 12.7 | 16.5 | 35000 | 9 | 22000 | 1 | HRCU-A-CB |  |  | 251 | 737 | Yes
5248286 | Discontinued | Systems | SXT+ R410A HP | KEEPRITE | CCH636GKA* |  | EHD4X48A** | *9MV*1002120A** | 34800 | 12.5 | 16.5 | 34800 | 9 | 22000 | 1 | HRCU-A-CB |  |  | 250 | 737 | Yes
5248258 | Discontinued | Systems | SXT+ R410A HP | KEEPRITE | CCH636GKA* |  | EHD4X48A** | *9MV*1202422A** | 35200 | 12.7 | 16.5 | 35000 | 9 | 22000 | 1 | HRCU-A-CB |  |  | 253 | 737 | Yes
5248170 | Discontinued | Systems | SXT+ R410A HP | KEEPRITE | CCH636GKA* |  | EHD4X48A** | *9MX*0801716A** | 35600 | 12.5 | 16 | 35600 | 9.2 | 22600 | 1 | HRCU-A-CB |  |  | 263 | 721 | Yes
5427097 | Discontinued | Systems | SXT+ R410A HP | KEEPRITE | CCH636GKA* |  | EHD4X48A** | MV08**14C* | 35600 | 12.7 | 16.7 | 35400 | 9 | 22400 | 1 | HRCU-A-CB |  |  | 252 | 737 | Yes
5427098 | Discontinued | Systems | SXT+ R410A HP | KEEPRITE | CCH636GKA* |  | EHD4X48A** | MV12**17C* | 35800 | 12.7 | 16.7 | 35600 | 9 | 22400 | 1 | HRCU-A-CB |  |  | 254 | 737 | Yes
5427099 | Discontinued | Systems | SXT+ R410A HP | KEEPRITE | CCH636GKA* |  | EHD4X48A** | MV16**21C* | 35800 | 12.7 | 16.7 | 35400 | 9 | 22400 | 1 | HRCU-A-CB |  |  | 254 | 737 | Yes
5427100 | Discontinued | Systems | SXT+ R410A HP | KEEPRITE | CCH636GKA* |  | EHD4X48A** | MV20**24C* | 35800 | 12.7 | 16.7 | 35400 | 9 | 22200 | 1 | HRCU-A-CB |  |  | 254 | 737 | Yes
5427130 | Discontinued | Systems | SXT+ R410A HP | KEEPRITE | CCH636GKA* |  | EHD4X48A** | NOMV156E19* | 35400 | 12.5 | 15.7 | 35400 | 8.5 | 22400 | 1 | HRCU-A-CB |  |  | 267 | 781 | Yes
5248129 | Discontinued | Systems | SXT+ R410A HP | KEEPRITE | CCH636GKA* |  | EHD4X48A** | OLV112A16A | 35800 | 12.5 | 16.2 | 35800 | 9.2 | 22800 | 1 | HRCU-A-CB |  |  | 262 | 721 | Yes
5248130 | Discontinued | Systems | SXT+ R410A HP | KEEPRITE | CCH636GKA* |  | EHD4X48A** | OLV154F20A | 36600 | 12.7 | 16.7 | 36000 | 9.5 | 23000 | 1 | HRCU-A-CB |  |  | 259 | 699 | Yes
5248128 | Discontinued | Systems | SXT+ R410A HP | KEEPRITE | CCH636GKA* |  | EHD4X48A** | OMV112K14A | 35600 | 12.5 | 16.5 | 35600 | 9 | 22600 | 1 | HRCU-A-CB |  |  | 255 | 737 | Yes
5248011 | Discontinued | Systems | SXT+ R410A HP | KEEPRITE | CCH636GKA* |  | EHD4X48A**+WALLCON | *8MV*0701412** | 35600 | 12.5 | 16.5 | 35600 | 9.2 | 22600 | 1 | HRCU-A-CB |  |  | 255 | 721 | Yes
5248012 | Discontinued | Systems | SXT+ R410A HP | KEEPRITE | CCH636GKA* |  | EHD4X48A**+WALLCON | *8MV*0901716** | 35800 | 12.7 | 16.7 | 35400 | 9.2 | 22400 | 1 | HRCU-A-CB |  |  | 254 | 721 | Yes
5248013 | Discontinued | Systems | SXT+ R410A HP | KEEPRITE | CCH636GKA* |  | EHD4X48A**+WALLCON | *8MV*1102120** | 35800 | 12.7 | 16.7 | 35400 | 9.2 | 22400 | 1 | HRCU-A-CB |  |  | 254 | 721 | Yes
5248014 | Discontinued | Systems | SXT+ R410A HP | KEEPRITE | CCH636GKA* |  | EHD4X48A**+WALLCON | *8MV*1352422** | 35800 | 13 | 16.7 | 35400 | 9.2 | 22400 | 1 | HRCU-A-CB |  |  | 254 | 721 | Yes
5248326 | Discontinued | Systems | SXT+ R410A HP | KEEPRITE | CCH636GKA* |  | EHD4X48A**+WALLCON | *9MA*0602120A** | 35600 | 12.7 | 16.2 | 35600 | 9 | 24400 | 1 | HRCU-A-CB |  |  | 260 | 737 | Yes
5248214 | Discontinued | Systems | SXT+ R410A HP | KEEPRITE | CCH636GKA* |  | EHD4X48A**+WALLCON | *9MA*0801714A** | 35200 | 12.5 | 16.2 | 35800 | 9 | 22800 | 1 | HRCU-A-CB |  |  | 257 | 737 | Yes
5248327 | Discontinued | Systems | SXT+ R410A HP | KEEPRITE | CCH636GKA* |  | EHD4X48A**+WALLCON | *9MA*0802120A** | 35800 | 13 | 16.5 | 35600 | 9 | 24200 | 1 | HRCU-A-CB |  |  | 257 | 737 | Yes
5248328 | Discontinued | Systems | SXT+ R410A HP | KEEPRITE | CCH636GKA* |  | EHD4X48A**+WALLCON | *9MA*1002122A** | 35800 | 13 | 16.5 | 35600 | 9 | 24200 | 1 | HRCU-A-CB |  |  | 257 | 737 | Yes
5248215 | Discontinued | Systems | SXT+ R410A HP | KEEPRITE | CCH636GKA* |  | EHD4X48A**+WALLCON | *9MA*1202422A** | 35400 | 12.5 | 16.2 | 35600 | 9.2 | 22600 | 1 | HRCU-A-CB |  |  | 259 | 721 | Yes
5248039 | Discontinued | Systems | SXT+ R410A HP | KEEPRITE | CCH636GKA* |  | EN(A,D)4X48*24** | *8MX*0902116** | 35800 | 12.7 | 16.2 | 35600 | 9.2 | 22600 | 1 | HRCU-A-CB |  |  | 262 | 721 | Yes
5248275 | Discontinued | Systems | SXT+ R410A HP | KEEPRITE | CCH636GKA* |  | EN(A,D)4X48*24** | *9MV*0802120A** | 34800 | 12.5 | 16.5 | 35000 | 9 | 22000 | 1 | HRCU-A-CB |  |  | 250 | 737 | Yes
5248276 | Discontinued | Systems | SXT+ R410A HP | KEEPRITE | CCH636GKA* |  | EN(A,D)4X48*24** | *9MV*1002120A** | 34800 | 12.5 | 16.5 | 35000 | 9 | 22000 | 1 | HRCU-A-CB |  |  | 250 | 737 | Yes
5248252 | Discontinued | Systems | SXT+ R410A HP | KEEPRITE | CCH636GKA* |  | EN(A,D)4X48*24** | *9MV*1202422A** | 35000 | 12.7 | 16.5 | 35000 | 9 | 22000 | 1 | HRCU-A-CB |  |  | 251 | 737 | Yes
5427081 | Discontinued | Systems | SXT+ R410A HP | KEEPRITE | CCH636GKA* |  | EN(A,D)4X48*24** | MV16**21C* | 35600 | 12.7 | 16.7 | 35400 | 9 | 22200 | 1 | HRCU-A-CB |  |  | 252 | 737 | Yes
5427082 | Discontinued | Systems | SXT+ R410A HP | KEEPRITE | CCH636GKA* |  | EN(A,D)4X48*24** | MV20**24C* | 35400 | 12.7 | 16.7 | 35200 | 9 | 22200 | 1 | HRCU-A-CB |  |  | 251 | 737 | Yes
5427119 | Discontinued | Systems | SXT+ R410A HP | KEEPRITE | CCH636GKA* |  | EN(A,D)4X48*24** | NOMV156E19* | 35200 | 12.5 | 15.7 | 35200 | 8.5 | 22400 | 1 | HRCU-A-CB |  |  | 265 | 781 | Yes
5248100 | Discontinued | Systems | SXT+ R410A HP | KEEPRITE | CCH636GKA* |  | EN(A,D)4X48*24** | OLV112A16A | 35600 | 12.5 | 16.2 | 35800 | 9.2 | 22800 | 1 | HRCU-A-CB |  |  | 260 | 721 | Yes
5247989 | Discontinued | Systems | SXT+ R410A HP | KEEPRITE | CCH636GKA* |  | EN(A,D)4X48*24**+WALLCON | *8MV*1102120** | 35600 | 12.7 | 16.7 | 35400 | 9.2 | 22400 | 1 | HRCU-A-CB |  |  | 252 | 721 | Yes
5247990 | Discontinued | Systems | SXT+ R410A HP | KEEPRITE | CCH636GKA* |  | EN(A,D)4X48*24**+WALLCON | *8MV*1352422** | 35600 | 13 | 16.7 | 35200 | 9.2 | 22200 | 1 | HRCU-A-CB |  |  | 252 | 721 | Yes
5248311 | Discontinued | Systems | SXT+ R410A HP | KEEPRITE | CCH636GKA* |  | EN(A,D)4X48*24**+WALLCON | *9MA*0602120A** | 35000 | 12.5 | 16 | 35600 | 9 | 24200 | 1 | HRCU-A-CB |  |  | 259 | 737 | Yes
5248312 | Discontinued | Systems | SXT+ R410A HP | KEEPRITE | CCH636GKA* |  | EN(A,D)4X48*24**+WALLCON | *9MA*0802120A** | 35000 | 12.5 | 16.2 | 35400 | 9 | 24200 | 1 | HRCU-A-CB |  |  | 256 | 737 | Yes
5248313 | Discontinued | Systems | SXT+ R410A HP | KEEPRITE | CCH636GKA* |  | EN(A,D)4X48*24**+WALLCON | *9MA*1002122A** | 35200 | 12.7 | 16.5 | 35400 | 9 | 24000 | 1 | HRCU-A-CB |  |  | 253 | 737 | Yes
5248197 | Discontinued | Systems | SXT+ R410A HP | KEEPRITE | CCH636GKA* |  | EN(A,D)4X48*24**+WALLCON | *9MA*1202422A** | 35000 | 12.5 | 16.2 | 35400 | 9.2 | 22400 | 1 | HRCU-A-CB |  |  | 256 | 721 | Yes
5248036 | Discontinued | Systems | SXT+ R410A HP | KEEPRITE | CCH636GKA* |  | EN(A,D,W)4X42*21** | *8MX*0902116** | 35000 | 12.5 | 16 | 35200 | 9 | 22400 | 1 | HRCU-A-CB |  |  | 259 | 737 | Yes
5427077 | Discontinued | Systems | SXT+ R410A HP | KEEPRITE | CCH636GKA* |  | EN(A,D,W)4X42*21** | MV12**17C* | 35000 | 12.5 | 16.2 | 35200 | 9 | 22400 | 1 | HRCU-A-CB |  |  | 256 | 737 | Yes
5427078 | Discontinued | Systems | SXT+ R410A HP | KEEPRITE | CCH636GKA* |  | EN(A,D,W)4X42*21** | MV16**21C* | 35000 | 12.5 | 16.2 | 35000 | 9 | 22200 | 1 | HRCU-A-CB |  |  | 256 | 737 | Yes
5247985 | Discontinued | Systems | SXT+ R410A HP | KEEPRITE | CCH636GKA* |  | EN(A,D,W)4X42*21**+WALLCON | *8MV*0901716** | 35000 | 12.5 | 16.2 | 35200 | 9 | 22200 | 1 | HRCU-A-CB |  |  | 256 | 737 | Yes
5247986 | Discontinued | Systems | SXT+ R410A HP | KEEPRITE | CCH636GKA* |  | EN(A,D,W)4X42*21**+WALLCON | *8MV*1102120** | 35000 | 12.5 | 16.2 | 35200 | 9 | 22200 | 1 | HRCU-A-CB |  |  | 256 | 737 | Yes
5248307 | Discontinued | Systems | SXT+ R410A HP | KEEPRITE | CCH636GKA* |  | EN(A,D,W)4X42*21**+WALLCON | *9MA*1002122A** | 34600 | 12.5 | 16 | 35200 | 9 | 24000 | 1 | HRCU-A-CB |  |  | 256 | 737 | Yes
5248037 | Discontinued | Systems | SXT+ R410A HP | KEEPRITE | CCH636GKA* |  | EN(A,D,W)4X48*21** | *8MX*0701716** | 35400 | 12.5 | 16 | 35800 | 9 | 22800 | 1 | HRCU-A-CB |  |  | 262 | 737 | Yes
5248038 | Discontinued | Systems | SXT+ R410A HP | KEEPRITE | CCH636GKA* |  | EN(A,D,W)4X48*21** | *8MX*0902116** | 35800 | 12.7 | 16.2 | 35600 | 9.2 | 22600 | 1 | HRCU-A-CB |  |  | 262 | 721 | Yes
5248237 | Discontinued | Systems | SXT+ R410A HP | KEEPRITE | CCH636GKA* |  | EN(A,D,W)4X48*21** | *9MV*0801716A** | 35000 | 12.5 | 16 | 35200 | 9 | 22200 | 1 | HRCU-A-CB |  |  | 259 | 737 | Yes
5248273 | Discontinued | Systems | SXT+ R410A HP | KEEPRITE | CCH636GKA* |  | EN(A,D,W)4X48*21** | *9MV*0802120A** | 34800 | 12.5 | 16.5 | 35000 | 9 | 22000 | 1 | HRCU-A-CB |  |  | 250 | 737 | Yes
5248274 | Discontinued | Systems | SXT+ R410A HP | KEEPRITE | CCH636GKA* |  | EN(A,D,W)4X48*21** | *9MV*1002120A** | 34800 | 12.5 | 16.5 | 35000 | 9 | 22000 | 1 | HRCU-A-CB |  |  | 250 | 737 | Yes
5248158 | Discontinued | Systems | SXT+ R410A HP | KEEPRITE | CCH636GKA* |  | EN(A,D,W)4X48*21** | *9MX*0801716A** | 35400 | 12.5 | 16 | 35600 | 9.2 | 22600 | 1 | HRCU-A-CB |  |  | 262 | 721 | Yes
5427079 | Discontinued | Systems | SXT+ R410A HP | KEEPRITE | CCH636GKA* |  | EN(A,D,W)4X48*21** | MV12**17C* | 35600 | 12.7 | 16.7 | 35400 | 9 | 22400 | 1 | HRCU-A-CB |  |  | 252 | 737 | Yes
5427080 | Discontinued | Systems | SXT+ R410A HP | KEEPRITE | CCH636GKA* |  | EN(A,D,W)4X48*21** | MV16**21C* | 35600 | 12.7 | 16.7 | 35400 | 9 | 22200 | 1 | HRCU-A-CB |  |  | 252 | 737 | Yes
5427118 | Discontinued | Systems | SXT+ R410A HP | KEEPRITE | CCH636GKA* |  | EN(A,D,W)4X48*21** | NOMV156E19* | 35200 | 12.5 | 15.7 | 35200 | 8.5 | 22400 | 1 | HRCU-A-CB |  |  | 265 | 781 | Yes
5248099 | Discontinued | Systems | SXT+ R410A HP | KEEPRITE | CCH636GKA* |  | EN(A,D,W)4X48*21** | OLV112A16A | 35600 | 12.5 | 16.2 | 35800 | 9.2 | 22800 | 1 | HRCU-A-CB |  |  | 260 | 721 | Yes
5248098 | Discontinued | Systems | SXT+ R410A HP | KEEPRITE | CCH636GKA* |  | EN(A,D,W)4X48*21** | OMV112K14A | 35400 | 12.5 | 16.5 | 35400 | 9.2 | 22600 | 1 | HRCU-A-CB |  |  | 254 | 721 | Yes
5247987 | Discontinued | Systems | SXT+ R410A HP | KEEPRITE | CCH636GKA* |  | EN(A,D,W)4X48*21**+WALLCON | *8MV*0901716** | 35600 | 12.7 | 16.7 | 35400 | 9.2 | 22400 | 1 | HRCU-A-CB |  |  | 252 | 721 | Yes
5247988 | Discontinued | Systems | SXT+ R410A HP | KEEPRITE | CCH636GKA* |  | EN(A,D,W)4X48*21**+WALLCON | *8MV*1102120** | 35600 | 12.7 | 16.7 | 35400 | 9.2 | 22400 | 1 | HRCU-A-CB |  |  | 252 | 721 | Yes
5248308 | Discontinued | Systems | SXT+ R410A HP | KEEPRITE | CCH636GKA* |  | EN(A,D,W)4X48*21**+WALLCON | *9MA*0602120A** | 35000 | 12.5 | 16 | 35600 | 9 | 24200 | 1 | HRCU-A-CB |  |  | 259 | 737 | Yes
5248196 | Discontinued | Systems | SXT+ R410A HP | KEEPRITE | CCH636GKA* |  | EN(A,D,W)4X48*21**+WALLCON | *9MA*0801714A** | 35000 | 12.5 | 16 | 35600 | 9 | 22600 | 1 | HRCU-A-CB |  |  | 259 | 737 | Yes
5248309 | Discontinued | Systems | SXT+ R410A HP | KEEPRITE | CCH636GKA* |  | EN(A,D,W)4X48*21**+WALLCON | *9MA*0802120A** | 35000 | 12.5 | 16.2 | 35400 | 9 | 24200 | 1 | HRCU-A-CB |  |  | 256 | 737 | Yes
5248310 | Discontinued | Systems | SXT+ R410A HP | KEEPRITE | CCH636GKA* |  | EN(A,D,W)4X48*21**+WALLCON | *9MA*1002122A** | 35200 | 12.7 | 16.5 | 35400 | 9 | 24000 | 1 | HRCU-A-CB |  |  | 253 | 737 | Yes
5427075 | Discontinued | Systems | SXT+ R410A HP | KEEPRITE | CCH636GKA* |  | END4X42*17** | MV08**14C* | 35000 | 12.5 | 16.2 | 35200 | 9 | 22400 | 1 | HRCU-A-CB |  |  | 256 | 737 | Yes
5427076 | Discontinued | Systems | SXT+ R410A HP | KEEPRITE | CCH636GKA* |  | END4X42*17** | MV12**17C* | 35400 | 12.5 | 16.5 | 35400 | 9 | 22400 | 1 | HRCU-A-CB |  |  | 254 | 737 | Yes
5247983 | Discontinued | Systems | SXT+ R410A HP | KEEPRITE | CCH636GKA* |  | END4X42*17**+WALLCON | *8MV*0701412** | 35200 | 12.5 | 16 | 35400 | 9 | 22600 | 1 | HRCU-A-CB |  |  | 260 | 737 | Yes
5247984 | Discontinued | Systems | SXT+ R410A HP | KEEPRITE | CCH636GKA* |  | END4X42*17**+WALLCON | *8MV*0901716** | 35200 | 12.5 | 16.5 | 35200 | 9 | 22400 | 1 | HRCU-A-CB |  |  | 253 | 737 | Yes
5247994 | Discontinued | Systems | SXT+ R410A HP | KEEPRITE | CCH636GKA* |  | ENH4X36*17**+WALLCON | *8MV*1352422** | 34600 | 12.5 | 16 | 35000 | 9 | 22200 | 1 | HRCU-A-CB |  |  | 256 | 737 | Yes
5248045 | Discontinued | Systems | SXT+ R410A HP | KEEPRITE | CCH636GKA* |  | ENH4X42*21** | *8MX*0902116** | 35000 | 12.5 | 16 | 35200 | 9 | 22400 | 1 | HRCU-A-CB |  |  | 259 | 737 | Yes
5248254 | Discontinued | Systems | SXT+ R410A HP | KEEPRITE | CCH636GKA* |  | ENH4X42*21** | *9MV*1202422A** | 34200 | 12.5 | 16 | 34600 | 9 | 21800 | 1 | HRCU-A-CB |  |  | 253 | 737 | Yes
5427085 | Discontinued | Systems | SXT+ R410A HP | KEEPRITE | CCH636GKA* |  | ENH4X42*21** | MV12**17C* | 35000 | 12.5 | 16.2 | 35200 | 9 | 22400 | 1 | HRCU-A-CB |  |  | 256 | 737 | Yes
5427086 | Discontinued | Systems | SXT+ R410A HP | KEEPRITE | CCH636GKA* |  | ENH4X42*21** | MV16**21C* | 35000 | 12.5 | 16.2 | 35000 | 9 | 22200 | 1 | HRCU-A-CB |  |  | 256 | 737 | Yes
5248110 | Discontinued | Systems | SXT+ R410A HP | KEEPRITE | CCH636GKA* |  | ENH4X42*21** | OLV154F20A | 35800 | 12.5 | 16 | 36000 | 9 | 23000 | 1 | HRCU-A-CB |  |  | 265 | 737 | Yes
5247996 | Discontinued | Systems | SXT+ R410A HP | KEEPRITE | CCH636GKA* |  | ENH4X42*21**+WALLCON | *8MV*0901716** | 35000 | 12.5 | 16.2 | 35200 | 9 | 22200 | 1 | HRCU-A-CB |  |  | 256 | 737 | Yes
5247997 | Discontinued | Systems | SXT+ R410A HP | KEEPRITE | CCH636GKA* |  | ENH4X42*21**+WALLCON | *8MV*1102120** | 35000 | 12.5 | 16.2 | 35200 | 9 | 22200 | 1 | HRCU-A-CB |  |  | 256 | 737 | Yes
5247998 | Discontinued | Systems | SXT+ R410A HP | KEEPRITE | CCH636GKA* |  | ENH4X42*21**+WALLCON | *8MV*1352422** | 35000 | 12.5 | 16.2 | 35200 | 9 | 22200 | 1 | HRCU-A-CB |  |  | 256 | 737 | Yes
5248316 | Discontinued | Systems | SXT+ R410A HP | KEEPRITE | CCH636GKA* |  | ENH4X42*21**+WALLCON | *9MA*1002122A** | 35000 | 12.7 | 16 | 35200 | 9 | 24000 | 1 | HRCU-A-CB |  |  | 259 | 737 | Yes
5248203 | Discontinued | Systems | SXT+ R410A HP | KEEPRITE | CCH636GKA* |  | ENH4X42*21**+WALLCON | *9MA*1202422A** | 34600 | 12.5 | 16 | 35400 | 9 | 22400 | 1 | HRCU-A-CB |  |  | 256 | 737 | Yes
5248047 | Discontinued | Systems | SXT+ R410A HP | KEEPRITE | CCH636GKA* |  | ENH4X48*21** | *8MX*0701716** | 35400 | 12.5 | 16 | 35800 | 9 | 22800 | 1 | HRCU-A-CB |  |  | 262 | 737 | Yes
5248048 | Discontinued | Systems | SXT+ R410A HP | KEEPRITE | CCH636GKA* |  | ENH4X48*21** | *8MX*0902116** | 35800 | 12.7 | 16.2 | 35600 | 9.2 | 22600 | 1 | HRCU-A-CB |  |  | 262 | 721 | Yes
5248243 | Discontinued | Systems | SXT+ R410A HP | KEEPRITE | CCH636GKA* |  | ENH4X48*21** | *9MV*0801716A** | 35400 | 12.5 | 16.2 | 35600 | 9 | 22600 | 1 | HRCU-A-CB |  |  | 259 | 737 | Yes
5248279 | Discontinued | Systems | SXT+ R410A HP | KEEPRITE | CCH636GKA* |  | ENH4X48*21** | *9MV*0802120A** | 34800 | 12.5 | 16.5 | 35000 | 9 | 22000 | 1 | HRCU-A-CB |  |  | 250 | 737 | Yes
5248280 | Discontinued | Systems | SXT+ R410A HP | KEEPRITE | CCH636GKA* |  | ENH4X48*21** | *9MV*1002120A** | 34800 | 12.5 | 16.5 | 35000 | 9 | 22000 | 1 | HRCU-A-CB |  |  | 250 | 737 | Yes
5248255 | Discontinued | Systems | SXT+ R410A HP | KEEPRITE | CCH636GKA* |  | ENH4X48*21** | *9MV*1202422A** | 35000 | 12.7 | 16.5 | 35000 | 9 | 22000 | 1 | HRCU-A-CB |  |  | 251 | 737 | Yes
5248164 | Discontinued | Systems | SXT+ R410A HP | KEEPRITE | CCH636GKA* |  | ENH4X48*21** | *9MX*0801716A** | 35400 | 12.5 | 16 | 35600 | 9.2 | 22600 | 1 | HRCU-A-CB |  |  | 262 | 721 | Yes
5427087 | Discontinued | Systems | SXT+ R410A HP | KEEPRITE | CCH636GKA* |  | ENH4X48*21** | MV12**17C* | 35600 | 12.7 | 16.7 | 35400 | 9 | 22400 | 1 | HRCU-A-CB |  |  | 252 | 737 | Yes
5427088 | Discontinued | Systems | SXT+ R410A HP | KEEPRITE | CCH636GKA* |  | ENH4X48*21** | MV16**21C* | 35600 | 12.7 | 16.7 | 35400 | 9 | 22200 | 1 | HRCU-A-CB |  |  | 252 | 737 | Yes
5427124 | Discontinued | Systems | SXT+ R410A HP | KEEPRITE | CCH636GKA* |  | ENH4X48*21** | NOMV156E19* | 35200 | 12.5 | 15.7 | 35200 | 8.5 | 22400 | 1 | HRCU-A-CB |  |  | 265 | 781 | Yes
5248114 | Discontinued | Systems | SXT+ R410A HP | KEEPRITE | CCH636GKA* |  | ENH4X48*21** | OLV112A16A | 35600 | 12.5 | 16.2 | 35800 | 9.2 | 22800 | 1 | HRCU-A-CB |  |  | 260 | 721 | Yes
5248115 | Discontinued | Systems | SXT+ R410A HP | KEEPRITE | CCH636GKA* |  | ENH4X48*21** | OLV154F20A | 36400 | 12.7 | 16.7 | 36000 | 9.5 | 23000 | 1 | HRCU-A-CB |  |  | 258 | 699 | Yes
5248113 | Discontinued | Systems | SXT+ R410A HP | KEEPRITE | CCH636GKA* |  | ENH4X48*21** | OMV112K14A | 35400 | 12.5 | 16.5 | 35400 | 9.2 | 22600 | 1 | HRCU-A-CB |  |  | 254 | 721 | Yes
5247999 | Discontinued | Systems | SXT+ R410A HP | KEEPRITE | CCH636GKA* |  | ENH4X48*21**+WALLCON | *8MV*0701412** | 35400 | 12.5 | 16.5 | 35600 | 9.2 | 22600 | 1 | HRCU-A-CB |  |  | 254 | 721 | Yes
5248000 | Discontinued | Systems | SXT+ R410A HP | KEEPRITE | CCH636GKA* |  | ENH4X48*21**+WALLCON | *8MV*0901716** | 35600 | 12.7 | 16.7 | 35400 | 9.2 | 22400 | 1 | HRCU-A-CB |  |  | 252 | 721 | Yes
5248001 | Discontinued | Systems | SXT+ R410A HP | KEEPRITE | CCH636GKA* |  | ENH4X48*21**+WALLCON | *8MV*1102120** | 35600 | 12.7 | 16.7 | 35400 | 9.2 | 22400 | 1 | HRCU-A-CB |  |  | 252 | 721 | Yes
5248002 | Discontinued | Systems | SXT+ R410A HP | KEEPRITE | CCH636GKA* |  | ENH4X48*21**+WALLCON | *8MV*1352422** | 35600 | 13 | 16.7 | 35400 | 9 | 22200 | 1 | HRCU-A-CB |  |  | 252 | 737 | Yes
5248317 | Discontinued | Systems | SXT+ R410A HP | KEEPRITE | CCH636GKA* |  | ENH4X48*21**+WALLCON | *9MA*0602120A** | 35400 | 12.7 | 16.2 | 35600 | 9 | 24200 | 1 | HRCU-A-CB |  |  | 259 | 737 | Yes
5248205 | Discontinued | Systems | SXT+ R410A HP | KEEPRITE | CCH636GKA* |  | ENH4X48*21**+WALLCON | *9MA*0801714A** | 35000 | 12.5 | 16 | 35600 | 9 | 22600 | 1 | HRCU-A-CB |  |  | 259 | 737 | Yes
5248318 | Discontinued | Systems | SXT+ R410A HP | KEEPRITE | CCH636GKA* |  | ENH4X48*21**+WALLCON | *9MA*0802120A** | 35600 | 13 | 16.5 | 35400 | 9 | 24200 | 1 | HRCU-A-CB |  |  | 255 | 737 | Yes
5248319 | Discontinued | Systems | SXT+ R410A HP | KEEPRITE | CCH636GKA* |  | ENH4X48*21**+WALLCON | *9MA*1002122A** | 35600 | 13 | 16.5 | 35400 | 9 | 24000 | 1 | HRCU-A-CB |  |  | 255 | 737 | Yes
5248206 | Discontinued | Systems | SXT+ R410A HP | KEEPRITE | CCH636GKA* |  | ENH4X48*21**+WALLCON | *9MA*1202422A** | 35000 | 12.5 | 16.2 | 35600 | 9 | 22400 | 1 | HRCU-A-CB |  |  | 256 | 737 | Yes
5248132 | Discontinued | Systems | SXT+ R410A HP | KEEPRITE | CCH636GKA* |  | FCM4X36****+WALLCON |  | 34800 | 12.5 | 16.2 | 34800 | 9 | 22000 | 1 | HRCU-A-CB |  |  | 254 | 737 | Yes
5248133 | Discontinued | Systems | SXT+ R410A HP | KEEPRITE | CCH636GKA* |  | FCM4X48****+WALLCON |  | 36000 | 13 | 17 | 35400 | 9.5 | 22200 | 1 | HRCU-A-CB |  |  | 251 | 699 | Yes
5248134 | Discontinued | Systems | SXT+ R410A HP | KEEPRITE | CCH636GKA* |  | FCM4X60****+WALLCON |  | 36400 | 13.2 | 17 | 35600 | 9.5 | 22400 | 1 | HRCU-A-CB |  |  | 254 | 699 | Yes
5248136 | Discontinued | Systems | SXT+ R410A HP | KEEPRITE | CCH636GKA* |  | FVM4X36**** |  | 34800 | 12.5 | 16.2 | 34800 | 9 | 22000 | 1 | HRCU-A-CB |  |  | 254 | 737 | Yes
5248137 | Discontinued | Systems | SXT+ R410A HP | KEEPRITE | CCH636GKA* |  | FVM4X48**** |  | 36000 | 13 | 16.7 | 35400 | 9.2 | 22200 | 1 | HRCU-A-CB |  |  | 255 | 721 | Yes
5247937 | Discontinued | Systems | SXT+ R410A HP | KEEPRITE | CCH636GKA* |  | FVM4X60**** |  | 36400 | 13.2 | 17 | 35400 | 9.5 | 22200 | 1 | HRCU-A-CB | Yes |  | 254 | 699 | Yes
5486249 | Active | Systems | SXT+ R410A HP | KEEPRITE | CCH636GKA2* |  | EA*4X36*17A* | MV08**14C* | 34800 | 12.5 | 16 | 34800 | 9 | 22600 | 1 | HRCU-A-CB |  |  | 258 | 737 | Yes
5486250 | Active | Systems | SXT+ R410A HP | KEEPRITE | CCH636GKA2* |  | EA*4X36*17A* | MV12**17C* | 35200 | 12.5 | 16.2 | 35000 | 9 | 22600 | 1 | HRCU-A-CB |  |  | 257 | 737 | Yes
5485895 | Active | Systems | SXT+ R410A HP | KEEPRITE | CCH636GKA2* |  | EA*4X36*17A*+WALLCON | *8MV*0901716** | 35000 | 12.5 | 16.2 | 35000 | 9 | 22600 | 1 | HRCU-A-CB |  |  | 256 | 737 | Yes
5485954 | Active | Systems | SXT+ R410A HP | KEEPRITE | CCH636GKA2* |  | EA*4X36*21A* | *8MX*0902116** | 35200 | 12.5 | 15.7 | 35000 | 9 | 22600 | 1 | HRCU-A-CB |  |  | 265 | 737 | Yes
5486186 | Active | Systems | SXT+ R410A HP | KEEPRITE | CCH636GKA2* |  | EA*4X36*21A* | *9MV*0802120A** | 35000 | 12.5 | 16 | 34800 | 9 | 22400 | 1 | HRCU-A-CB |  |  | 259 | 737 | Yes
5486187 | Active | Systems | SXT+ R410A HP | KEEPRITE | CCH636GKA2* |  | EA*4X36*21A* | *9MV*1002120A** | 35000 | 12.5 | 16 | 34800 | 9 | 22400 | 1 | HRCU-A-CB |  |  | 259 | 737 | Yes
5486251 | Active | Systems | SXT+ R410A HP | KEEPRITE | CCH636GKA2* |  | EA*4X36*21A* | MV12**17C* | 35200 | 12.5 | 16.2 | 35000 | 9 | 22400 | 1 | HRCU-A-CB |  |  | 257 | 737 | Yes
5486252 | Active | Systems | SXT+ R410A HP | KEEPRITE | CCH636GKA2* |  | EA*4X36*21A* | MV16**21C* | 35200 | 12.7 | 16.2 | 34800 | 9 | 22400 | 1 | HRCU-A-CB |  |  | 257 | 737 | Yes
5485896 | Active | Systems | SXT+ R410A HP | KEEPRITE | CCH636GKA2* |  | EA*4X36*21A*+WALLCON | *8MV*0901716** | 35200 | 12.5 | 16.2 | 34800 | 9 | 22400 | 1 | HRCU-A-CB |  |  | 257 | 737 | Yes
5485897 | Active | Systems | SXT+ R410A HP | KEEPRITE | CCH636GKA2* |  | EA*4X36*21A*+WALLCON | *8MV*1102120** | 35200 | 12.5 | 16.2 | 34800 | 9 | 22400 | 1 | HRCU-A-CB |  |  | 257 | 737 | Yes
5486141 | Active | Systems | SXT+ R410A HP | KEEPRITE | CCH636GKA2* |  | EA*4X36*21A*+WALLCON | *9MA*0802120A** | 34800 | 12.5 | 16 | 35000 | 9 | 22600 | 1 | HRCU-A-CB |  |  | 258 | 737 | Yes
5486142 | Active | Systems | SXT+ R410A HP | KEEPRITE | CCH636GKA2* |  | EA*4X36*21A*+WALLCON | *9MA*1002122A** | 34800 | 12.5 | 16 | 35000 | 9 | 22600 | 1 | HRCU-A-CB |  |  | 258 | 737 | Yes
5485956 | Active | Systems | SXT+ R410A HP | KEEPRITE | CCH636GKA2* |  | EA*4X42*21A* | *8MX*0902116** | 35400 | 12.5 | 16 | 35200 | 9 | 22600 | 1 | HRCU-A-CB |  |  | 262 | 737 | Yes
5486190 | Active | Systems | SXT+ R410A HP | KEEPRITE | CCH636GKA2* |  | EA*4X42*21A* | *9MV*0802120A** | 35200 | 12.5 | 16.2 | 35000 | 9 | 22600 | 1 | HRCU-A-CB |  |  | 257 | 737 | Yes
5486191 | Active | Systems | SXT+ R410A HP | KEEPRITE | CCH636GKA2* |  | EA*4X42*21A* | *9MV*1002120A** | 35200 | 12.5 | 16.2 | 35000 | 9 | 22400 | 1 | HRCU-A-CB |  |  | 257 | 737 | Yes
5486253 | Active | Systems | SXT+ R410A HP | KEEPRITE | CCH636GKA2* |  | EA*4X42*21A* | MV12**17C* | 35400 | 12.7 | 16.2 | 35000 | 9 | 22600 | 1 | HRCU-A-CB |  |  | 259 | 737 | Yes
5486254 | Active | Systems | SXT+ R410A HP | KEEPRITE | CCH636GKA2* |  | EA*4X42*21A* | MV16**21C* | 35400 | 12.7 | 16.5 | 35000 | 9 | 22400 | 1 | HRCU-A-CB |  |  | 254 | 737 | Yes
5485898 | Active | Systems | SXT+ R410A HP | KEEPRITE | CCH636GKA2* |  | EA*4X42*21A*+WALLCON | *8MV*0901716** | 35400 | 12.5 | 16.2 | 35000 | 9 | 22600 | 1 | HRCU-A-CB |  |  | 259 | 737 | Yes
5485899 | Active | Systems | SXT+ R410A HP | KEEPRITE | CCH636GKA2* |  | EA*4X42*21A*+WALLCON | *8MV*1102120** | 35400 | 12.7 | 16.2 | 35000 | 9 | 22600 | 1 | HRCU-A-CB |  |  | 259 | 737 | Yes
5486144 | Active | Systems | SXT+ R410A HP | KEEPRITE | CCH636GKA2* |  | EA*4X42*21A*+WALLCON | *9MA*0802120A** | 35000 | 12.5 | 16 | 35000 | 9 | 22600 | 1 | HRCU-A-CB |  |  | 259 | 737 | Yes
5486145 | Active | Systems | SXT+ R410A HP | KEEPRITE | CCH636GKA2* |  | EA*4X42*21A*+WALLCON | *9MA*1002122A** | 35000 | 12.5 | 16.2 | 35000 | 9 | 22600 | 1 | HRCU-A-CB |  |  | 256 | 737 | Yes
5485957 | Active | Systems | SXT+ R410A HP | KEEPRITE | CCH636GKA2* |  | EA*4X42*24A* | *8MX*0902116** | 35600 | 12.5 | 16 | 35200 | 9 | 22600 | 1 | HRCU-A-CB |  |  | 263 | 737 | Yes
5486192 | Active | Systems | SXT+ R410A HP | KEEPRITE | CCH636GKA2* |  | EA*4X42*24A* | *9MV*0802120A** | 35200 | 12.5 | 16.2 | 35000 | 9 | 22600 | 1 | HRCU-A-CB |  |  | 257 | 737 | Yes
5486193 | Active | Systems | SXT+ R410A HP | KEEPRITE | CCH636GKA2* |  | EA*4X42*24A* | *9MV*1002120A** | 35200 | 12.5 | 16.2 | 35000 | 9 | 22600 | 1 | HRCU-A-CB |  |  | 257 | 737 | Yes
5486194 | Active | Systems | SXT+ R410A HP | KEEPRITE | CCH636GKA2* |  | EA*4X42*24A* | *9MV*1202422A** | 35200 | 12.5 | 16.2 | 35000 | 9 | 22600 | 1 | HRCU-A-CB |  |  | 257 | 737 | Yes
5486255 | Active | Systems | SXT+ R410A HP | KEEPRITE | CCH636GKA2* |  | EA*4X42*24A* | MV16**21C* | 35400 | 12.7 | 16.5 | 35000 | 9 | 22400 | 1 | HRCU-A-CB |  |  | 254 | 737 | Yes
5486256 | Active | Systems | SXT+ R410A HP | KEEPRITE | CCH636GKA2* |  | EA*4X42*24A* | MV20**24C* | 35400 | 12.7 | 16.5 | 34800 | 9 | 22400 | 1 | HRCU-A-CB |  |  | 254 | 737 | Yes
5486291 | Active | Systems | SXT+ R410A HP | KEEPRITE | CCH636GKA2* |  | EA*4X42*24A* | OMV154L20A | 35200 | 12.5 | 16.2 | 35000 | 9 | 22600 | 1 | HRCU-A-CB |  |  | 257 | 737 | Yes
5485900 | Active | Systems | SXT+ R410A HP | KEEPRITE | CCH636GKA2* |  | EA*4X42*24A*+WALLCON | *8MV*1102120** | 35400 | 12.7 | 16.2 | 35000 | 9 | 22600 | 1 | HRCU-A-CB |  |  | 259 | 737 | Yes
5485901 | Active | Systems | SXT+ R410A HP | KEEPRITE | CCH636GKA2* |  | EA*4X42*24A*+WALLCON | *8MV*1352422** | 35400 | 12.7 | 16.5 | 35000 | 9 | 22400 | 1 | HRCU-A-CB |  |  | 254 | 737 | Yes
5486147 | Active | Systems | SXT+ R410A HP | KEEPRITE | CCH636GKA2* |  | EA*4X42*24A*+WALLCON | *9MA*0802120A** | 35000 | 12.5 | 16.2 | 35000 | 9 | 22600 | 1 | HRCU-A-CB |  |  | 256 | 737 | Yes
5486148 | Active | Systems | SXT+ R410A HP | KEEPRITE | CCH636GKA2* |  | EA*4X42*24A*+WALLCON | *9MA*1002122A** | 35000 | 12.5 | 16.2 | 35000 | 9 | 22600 | 1 | HRCU-A-CB |  |  | 256 | 737 | Yes
5486105 | Active | Systems | SXT+ R410A HP | KEEPRITE | CCH636GKA2* |  | EA*4X42*24A*+WALLCON | *9MA*1202422A** | 35000 | 12.5 | 16 | 35000 | 9 | 22600 | 1 | HRCU-A-CB |  |  | 259 | 737 | Yes
5486257 | Active | Systems | SXT+ R410A HP | KEEPRITE | CCH636GKA2* |  | EA*4X48*17A* | MV08**14C* | 35800 | 12.7 | 16.5 | 35400 | 9 | 22800 | 1 | HRCU-A-CB |  |  | 257 | 737 | Yes
5486258 | Active | Systems | SXT+ R410A HP | KEEPRITE | CCH636GKA2* |  | EA*4X48*17A* | MV12**17C* | 36200 | 12.7 | 16.7 | 35600 | 9 | 22800 | 1 | HRCU-A-CB |  |  | 257 | 737 | Yes
5486303 | Active | Systems | SXT+ R410A HP | KEEPRITE | CCH636GKA2* |  | EA*4X48*17A* | NOMV106D12* | 35600 | 12.5 | 15.7 | 35400 | 8.5 | 22600 | 1 | HRCU-A-CB |  |  | 268 | 781 | Yes
5486005 | Active | Systems | SXT+ R410A HP | KEEPRITE | CCH636GKA2* |  | EA*4X48*17A* | OMV112K14A | 35800 | 12.5 | 16.2 | 35600 | 9 | 22800 | 1 | HRCU-A-CB |  |  | 262 | 737 | Yes
5485902 | Active | Systems | SXT+ R410A HP | KEEPRITE | CCH636GKA2* |  | EA*4X48*17A*+WALLCON | *8MV*0701412** | 36000 | 12.5 | 16.2 | 35800 | 9 | 22800 | 1 | HRCU-A-CB |  |  | 263 | 737 | Yes
5485903 | Active | Systems | SXT+ R410A HP | KEEPRITE | CCH636GKA2* |  | EA*4X48*17A*+WALLCON | *8MV*0901716** | 36000 | 12.7 | 16.7 | 35600 | 9 | 22800 | 1 | HRCU-A-CB |  |  | 255 | 737 | Yes
5486107 | Active | Systems | SXT+ R410A HP | KEEPRITE | CCH636GKA2* |  | EA*4X48*17A*+WALLCON | *9MA*0801714A** | 35400 | 12.5 | 16.2 | 35800 | 9 | 23000 | 1 | HRCU-A-CB |  |  | 259 | 737 | Yes
5485961 | Active | Systems | SXT+ R410A HP | KEEPRITE | CCH636GKA2* |  | EA*4X48*21A* | *8MX*0902116** | 35800 | 12.7 | 16.2 | 35600 | 9 | 22800 | 1 | HRCU-A-CB |  |  | 262 | 737 | Yes
5486199 | Active | Systems | SXT+ R410A HP | KEEPRITE | CCH636GKA2* |  | EA*4X48*21A* | *9MV*0802120A** | 35600 | 12.7 | 16.2 | 35200 | 9 | 22600 | 1 | HRCU-A-CB |  |  | 260 | 737 | Yes
5486200 | Active | Systems | SXT+ R410A HP | KEEPRITE | CCH636GKA2* |  | EA*4X48*21A* | *9MV*1002120A** | 35600 | 12.7 | 16.2 | 35200 | 9 | 22600 | 1 | HRCU-A-CB |  |  | 260 | 737 | Yes
5486259 | Active | Systems | SXT+ R410A HP | KEEPRITE | CCH636GKA2* |  | EA*4X48*21A* | MV12**17C* | 35800 | 12.7 | 16.5 | 35400 | 9 | 22600 | 1 | HRCU-A-CB |  |  | 257 | 737 | Yes
5486260 | Active | Systems | SXT+ R410A HP | KEEPRITE | CCH636GKA2* |  | EA*4X48*21A* | MV16**21C* | 35800 | 12.7 | 16.7 | 35400 | 9 | 22600 | 1 | HRCU-A-CB |  |  | 254 | 737 | Yes
5486305 | Active | Systems | SXT+ R410A HP | KEEPRITE | CCH636GKA2* |  | EA*4X48*21A* | NOMV156E19* | 35600 | 12.5 | 15.7 | 35200 | 8.5 | 22600 | 1 | HRCU-A-CB |  |  | 268 | 781 | Yes
5485904 | Active | Systems | SXT+ R410A HP | KEEPRITE | CCH636GKA2* |  | EA*4X48*21A*+WALLCON | *8MV*0901716** | 35800 | 12.7 | 16.5 | 35400 | 9 | 22600 | 1 | HRCU-A-CB |  |  | 257 | 737 | Yes
5485905 | Active | Systems | SXT+ R410A HP | KEEPRITE | CCH636GKA2* |  | EA*4X48*21A*+WALLCON | *8MV*1102120** | 35800 | 12.7 | 16.5 | 35400 | 9 | 22600 | 1 | HRCU-A-CB |  |  | 257 | 737 | Yes
5486149 | Active | Systems | SXT+ R410A HP | KEEPRITE | CCH636GKA2* |  | EA*4X48*21A*+WALLCON | *9MA*0602120A** | 35200 | 12.5 | 16 | 35600 | 9 | 22800 | 1 | HRCU-A-CB |  |  | 260 | 737 | Yes
5486150 | Active | Systems | SXT+ R410A HP | KEEPRITE | CCH636GKA2* |  | EA*4X48*21A*+WALLCON | *9MA*0802120A** | 35400 | 12.7 | 16.2 | 35400 | 9 | 22800 | 1 | HRCU-A-CB |  |  | 259 | 737 | Yes
5486151 | Active | Systems | SXT+ R410A HP | KEEPRITE | CCH636GKA2* |  | EA*4X48*21A*+WALLCON | *9MA*1002122A** | 35400 | 12.7 | 16.2 | 35400 | 9 | 22600 | 1 | HRCU-A-CB |  |  | 259 | 737 | Yes
5485962 | Active | Systems | SXT+ R410A HP | KEEPRITE | CCH636GKA2* |  | EA*4X48*24A* | *8MX*0902116** | 36000 | 12.7 | 16.2 | 35600 | 9 | 22800 | 1 | HRCU-A-CB |  |  | 263 | 737 | Yes
5486201 | Active | Systems | SXT+ R410A HP | KEEPRITE | CCH636GKA2* |  | EA*4X48*24A* | *9MV*0802120A** | 35600 | 12.7 | 16.2 | 35400 | 9 | 22600 | 1 | HRCU-A-CB |  |  | 260 | 737 | Yes
5486202 | Active | Systems | SXT+ R410A HP | KEEPRITE | CCH636GKA2* |  | EA*4X48*24A* | *9MV*1002120A** | 35600 | 12.7 | 16.5 | 35200 | 9 | 22600 | 1 | HRCU-A-CB |  |  | 255 | 737 | Yes
5486203 | Active | Systems | SXT+ R410A HP | KEEPRITE | CCH636GKA2* |  | EA*4X48*24A* | *9MV*1202422A** | 35800 | 12.7 | 16.2 | 35400 | 9 | 22600 | 1 | HRCU-A-CB |  |  | 262 | 737 | Yes
5486261 | Active | Systems | SXT+ R410A HP | KEEPRITE | CCH636GKA2* |  | EA*4X48*24A* | MV16**21C* | 35800 | 12.7 | 16.7 | 35200 | 9 | 22600 | 1 | HRCU-A-CB |  |  | 254 | 737 | Yes
5486262 | Active | Systems | SXT+ R410A HP | KEEPRITE | CCH636GKA2* |  | EA*4X48*24A* | MV20**24C* | 35800 | 12.7 | 16.7 | 35200 | 9 | 22400 | 1 | HRCU-A-CB |  |  | 254 | 737 | Yes
5486306 | Active | Systems | SXT+ R410A HP | KEEPRITE | CCH636GKA2* |  | EA*4X48*24A* | NOMV156E19* | 35600 | 12.5 | 15.7 | 35200 | 8.5 | 22600 | 1 | HRCU-A-CB |  |  | 268 | 781 | Yes
5486292 | Active | Systems | SXT+ R410A HP | KEEPRITE | CCH636GKA2* |  | EA*4X48*24A* | OMV154L20A | 35800 | 12.7 | 16.5 | 35400 | 9 | 22600 | 1 | HRCU-A-CB |  |  | 257 | 737 | Yes
5485906 | Active | Systems | SXT+ R410A HP | KEEPRITE | CCH636GKA2* |  | EA*4X48*24A*+WALLCON | *8MV*1102120** | 35800 | 12.7 | 16.5 | 35400 | 9 | 22600 | 1 | HRCU-A-CB |  |  | 257 | 737 | Yes
5485907 | Active | Systems | SXT+ R410A HP | KEEPRITE | CCH636GKA2* |  | EA*4X48*24A*+WALLCON | *8MV*1352422** | 36000 | 13 | 16.7 | 35200 | 9 | 22600 | 1 | HRCU-A-CB |  |  | 255 | 737 | Yes
5486152 | Active | Systems | SXT+ R410A HP | KEEPRITE | CCH636GKA2* |  | EA*4X48*24A*+WALLCON | *9MA*0602120A** | 35200 | 12.5 | 16 | 35600 | 9 | 22800 | 1 | HRCU-A-CB |  |  | 260 | 737 | Yes
5486153 | Active | Systems | SXT+ R410A HP | KEEPRITE | CCH636GKA2* |  | EA*4X48*24A*+WALLCON | *9MA*0802120A** | 35400 | 12.7 | 16.2 | 35400 | 9 | 22600 | 1 | HRCU-A-CB |  |  | 259 | 737 | Yes
5486154 | Active | Systems | SXT+ R410A HP | KEEPRITE | CCH636GKA2* |  | EA*4X48*24A*+WALLCON | *9MA*1002122A** | 35400 | 12.7 | 16.2 | 35400 | 9 | 22600 | 1 | HRCU-A-CB |  |  | 259 | 737 | Yes
5486110 | Active | Systems | SXT+ R410A HP | KEEPRITE | CCH636GKA2* |  | EA*4X48*24A*+WALLCON | *9MA*1202422A** | 35400 | 12.7 | 16.2 | 35400 | 9 | 22600 | 1 | HRCU-A-CB |  |  | 259 | 737 | Yes
5485984 | Active | Systems | SXT+ R410A HP | KEEPRITE | CCH636GKA2* |  | EHD4X36A** | *8MX*0902116** | 35800 | 12.7 | 16 | 35400 | 9 | 22800 | 1 | HRCU-A-CB |  |  | 265 | 737 | Yes
5486235 | Active | Systems | SXT+ R410A HP | KEEPRITE | CCH636GKA2* |  | EHD4X36A** | *9MV*0802120A** | 35600 | 12.5 | 16.2 | 35200 | 9 | 22600 | 1 | HRCU-A-CB |  |  | 260 | 737 | Yes
5486236 | Active | Systems | SXT+ R410A HP | KEEPRITE | CCH636GKA2* |  | EHD4X36A** | *9MV*1002120A** | 35400 | 12.7 | 16.2 | 35000 | 9 | 22600 | 1 | HRCU-A-CB |  |  | 259 | 737 | Yes
5486237 | Active | Systems | SXT+ R410A HP | KEEPRITE | CCH636GKA2* |  | EHD4X36A** | *9MV*1202422A** | 35600 | 12.5 | 16.2 | 35200 | 9 | 22600 | 1 | HRCU-A-CB |  |  | 260 | 737 | Yes
5486093 | Active | Systems | SXT+ R410A HP | KEEPRITE | CCH636GKA2* |  | EHD4X36A** | *9MX*0801716A** | 35600 | 12.5 | 15.7 | 35400 | 9 | 22800 | 1 | HRCU-A-CB |  |  | 268 | 737 | Yes
5486279 | Active | Systems | SXT+ R410A HP | KEEPRITE | CCH636GKA2* |  | EHD4X36A** | MV08**14C* | 35600 | 12.5 | 16.2 | 35200 | 9 | 22600 | 1 | HRCU-A-CB |  |  | 260 | 737 | Yes
5486280 | Active | Systems | SXT+ R410A HP | KEEPRITE | CCH636GKA2* |  | EHD4X36A** | MV12**17C* | 35800 | 12.7 | 16.5 | 35400 | 9 | 22600 | 1 | HRCU-A-CB |  |  | 257 | 737 | Yes
5486281 | Active | Systems | SXT+ R410A HP | KEEPRITE | CCH636GKA2* |  | EHD4X36A** | MV16**21C* | 35800 | 12.7 | 16.5 | 35200 | 9 | 22600 | 1 | HRCU-A-CB |  |  | 257 | 737 | Yes
5486282 | Active | Systems | SXT+ R410A HP | KEEPRITE | CCH636GKA2* |  | EHD4X36A** | MV20**24C* | 35800 | 12.7 | 16.7 | 35200 | 9 | 22600 | 1 | HRCU-A-CB |  |  | 254 | 737 | Yes
5486322 | Active | Systems | SXT+ R410A HP | KEEPRITE | CCH636GKA2* |  | EHD4X36A** | NOMV156E19* | 35600 | 12.5 | 15.5 | 35200 | 8.5 | 22600 | 1 | HRCU-A-CB |  |  | 272 | 781 | Yes
5486049 | Active | Systems | SXT+ R410A HP | KEEPRITE | CCH636GKA2* |  | EHD4X36A** | OLV154F20A | 36600 | 12.5 | 16.2 | 36000 | 9 | 23200 | 1 | HRCU-A-CB |  |  | 267 | 737 | Yes
5486047 | Active | Systems | SXT+ R410A HP | KEEPRITE | CCH636GKA2* |  | EHD4X36A** | OMV112K14A | 35600 | 12.5 | 16.2 | 35400 | 9 | 22800 | 1 | HRCU-A-CB |  |  | 260 | 737 | Yes
5486294 | Active | Systems | SXT+ R410A HP | KEEPRITE | CCH636GKA2* |  | EHD4X36A** | OMV154L20A | 35800 | 12.7 | 16.5 | 35400 | 9 | 22600 | 1 | HRCU-A-CB |  |  | 257 | 737 | Yes
5485932 | Active | Systems | SXT+ R410A HP | KEEPRITE | CCH636GKA2* |  | EHD4X36A**+WALLCON | *8MV*0701412** | 35600 | 12.5 | 16.2 | 35400 | 9 | 22800 | 1 | HRCU-A-CB |  |  | 260 | 737 | Yes
5485933 | Active | Systems | SXT+ R410A HP | KEEPRITE | CCH636GKA2* |  | EHD4X36A**+WALLCON | *8MV*0901716** | 35800 | 12.7 | 16.5 | 35400 | 9 | 22600 | 1 | HRCU-A-CB |  |  | 257 | 737 | Yes
5485934 | Active | Systems | SXT+ R410A HP | KEEPRITE | CCH636GKA2* |  | EHD4X36A**+WALLCON | *8MV*1102120** | 35800 | 12.7 | 16.5 | 35400 | 9 | 22600 | 1 | HRCU-A-CB |  |  | 257 | 737 | Yes
5485935 | Active | Systems | SXT+ R410A HP | KEEPRITE | CCH636GKA2* |  | EHD4X36A**+WALLCON | *8MV*1352422** | 35800 | 12.7 | 16.5 | 35200 | 9 | 22600 | 1 | HRCU-A-CB |  |  | 257 | 737 | Yes
5486173 | Active | Systems | SXT+ R410A HP | KEEPRITE | CCH636GKA2* |  | EHD4X36A**+WALLCON | *9MA*0602120A** | 35200 | 12.5 | 16 | 35600 | 9 | 22800 | 1 | HRCU-A-CB |  |  | 260 | 737 | Yes
5486132 | Active | Systems | SXT+ R410A HP | KEEPRITE | CCH636GKA2* |  | EHD4X36A**+WALLCON | *9MA*0801714A** | 35200 | 12.5 | 16 | 35600 | 9 | 23000 | 1 | HRCU-A-CB |  |  | 260 | 737 | Yes
5486174 | Active | Systems | SXT+ R410A HP | KEEPRITE | CCH636GKA2* |  | EHD4X36A**+WALLCON | *9MA*0802120A** | 35400 | 12.5 | 16.2 | 35400 | 9 | 22800 | 1 | HRCU-A-CB |  |  | 259 | 737 | Yes
5486175 | Active | Systems | SXT+ R410A HP | KEEPRITE | CCH636GKA2* |  | EHD4X36A**+WALLCON | *9MA*1002122A** | 35400 | 12.7 | 16.2 | 35400 | 9 | 22600 | 1 | HRCU-A-CB |  |  | 259 | 737 | Yes
5486133 | Active | Systems | SXT+ R410A HP | KEEPRITE | CCH636GKA2* |  | EHD4X36A**+WALLCON | *9MA*1202422A** | 35400 | 12.5 | 16.2 | 35400 | 9 | 22800 | 1 | HRCU-A-CB |  |  | 259 | 737 | Yes
5485986 | Active | Systems | SXT+ R410A HP | KEEPRITE | CCH636GKA2* |  | EHD4X42A** | *8MX*0701716** | 35800 | 12.5 | 16 | 35800 | 9 | 23000 | 1 | HRCU-A-CB |  |  | 265 | 737 | Yes
5485987 | Active | Systems | SXT+ R410A HP | KEEPRITE | CCH636GKA2* |  | EHD4X42A** | *8MX*0902116** | 36200 | 12.7 | 16.2 | 35600 | 9 | 22800 | 1 | HRCU-A-CB |  |  | 265 | 737 | Yes
5486239 | Active | Systems | SXT+ R410A HP | KEEPRITE | CCH636GKA2* |  | EHD4X42A** | *9MV*0801716A** | 35800 | 12.5 | 16 | 35600 | 9 | 22800 | 1 | HRCU-A-CB |  |  | 265 | 737 | Yes
5486240 | Active | Systems | SXT+ R410A HP | KEEPRITE | CCH636GKA2* |  | EHD4X42A** | *9MV*0802120A** | 35800 | 12.7 | 16.2 | 35200 | 9 | 22600 | 1 | HRCU-A-CB |  |  | 262 | 737 | Yes
5486241 | Active | Systems | SXT+ R410A HP | KEEPRITE | CCH636GKA2* |  | EHD4X42A** | *9MV*1002120A** | 35800 | 12.7 | 16.5 | 35200 | 9 | 22600 | 1 | HRCU-A-CB |  |  | 257 | 737 | Yes
5486242 | Active | Systems | SXT+ R410A HP | KEEPRITE | CCH636GKA2* |  | EHD4X42A** | *9MV*1202422A** | 35800 | 12.7 | 16.2 | 35400 | 9 | 22600 | 1 | HRCU-A-CB |  |  | 262 | 737 | Yes
5486095 | Active | Systems | SXT+ R410A HP | KEEPRITE | CCH636GKA2* |  | EHD4X42A** | *9MX*0801716A** | 35800 | 12.5 | 15.7 | 35600 | 9 | 22800 | 1 | HRCU-A-CB |  |  | 270 | 737 | Yes
5486283 | Active | Systems | SXT+ R410A HP | KEEPRITE | CCH636GKA2* |  | EHD4X42A** | MV08**14C* | 35800 | 12.7 | 16.5 | 35400 | 9 | 22600 | 1 | HRCU-A-CB |  |  | 257 | 737 | Yes
5486284 | Active | Systems | SXT+ R410A HP | KEEPRITE | CCH636GKA2* |  | EHD4X42A** | MV12**17C* | 36000 | 12.7 | 16.5 | 35400 | 9 | 22600 | 1 | HRCU-A-CB |  |  | 258 | 737 | Yes
5486285 | Active | Systems | SXT+ R410A HP | KEEPRITE | CCH636GKA2* |  | EHD4X42A** | MV16**21C* | 36000 | 12.7 | 16.7 | 35400 | 9 | 22600 | 1 | HRCU-A-CB |  |  | 255 | 737 | Yes
5486286 | Active | Systems | SXT+ R410A HP | KEEPRITE | CCH636GKA2* |  | EHD4X42A** | MV20**24C* | 36000 | 12.7 | 16.7 | 35200 | 9 | 22600 | 1 | HRCU-A-CB |  |  | 255 | 737 | Yes
5486324 | Active | Systems | SXT+ R410A HP | KEEPRITE | CCH636GKA2* |  | EHD4X42A** | NOMV156E19* | 35800 | 12.5 | 15.7 | 35200 | 8.5 | 22600 | 1 | HRCU-A-CB |  |  | 270 | 781 | Yes
5486053 | Active | Systems | SXT+ R410A HP | KEEPRITE | CCH636GKA2* |  | EHD4X42A** | OLV112A16A | 36000 | 12.5 | 16.2 | 35800 | 9 | 23000 | 1 | HRCU-A-CB |  |  | 263 | 737 | Yes
5486054 | Active | Systems | SXT+ R410A HP | KEEPRITE | CCH636GKA2* |  | EHD4X42A** | OLV154F20A | 36800 | 12.7 | 16.5 | 36000 | 9 | 23200 | 1 | HRCU-A-CB |  |  | 264 | 737 | Yes
5486052 | Active | Systems | SXT+ R410A HP | KEEPRITE | CCH636GKA2* |  | EHD4X42A** | OMV112K14A | 35800 | 12.5 | 16.2 | 35600 | 9 | 22800 | 1 | HRCU-A-CB |  |  | 262 | 737 | Yes
5486295 | Active | Systems | SXT+ R410A HP | KEEPRITE | CCH636GKA2* |  | EHD4X42A** | OMV154L20A | 36000 | 12.7 | 16.5 | 35400 | 9 | 22600 | 1 | HRCU-A-CB |  |  | 258 | 737 | Yes
5485936 | Active | Systems | SXT+ R410A HP | KEEPRITE | CCH636GKA2* |  | EHD4X42A**+WALLCON | *8MV*0701412** | 35800 | 12.5 | 16.2 | 35600 | 9 | 22800 | 1 | HRCU-A-CB |  |  | 262 | 737 | Yes
5485937 | Active | Systems | SXT+ R410A HP | KEEPRITE | CCH636GKA2* |  | EHD4X42A**+WALLCON | *8MV*0901716** | 36000 | 12.7 | 16.7 | 35400 | 9 | 22600 | 1 | HRCU-A-CB |  |  | 255 | 737 | Yes
5485939 | Active | Systems | SXT+ R410A HP | KEEPRITE | CCH636GKA2* |  | EHD4X42A**+WALLCON | *8MV*1102120** | 36000 | 12.7 | 16.5 | 35400 | 9 | 22600 | 1 | HRCU-A-CB |  |  | 258 | 737 | Yes
5485941 | Active | Systems | SXT+ R410A HP | KEEPRITE | CCH636GKA2* |  | EHD4X42A**+WALLCON | *8MV*1352422** | 36000 | 12.7 | 16.7 | 35400 | 9 | 22600 | 1 | HRCU-A-CB |  |  | 255 | 737 | Yes
5486134 | Active | Systems | SXT+ R410A HP | KEEPRITE | CCH636GKA2* |  | EHD4X42A**+WALLCON | *9MA*0601714A** | 35400 | 12.5 | 16 | 35800 | 9 | 23000 | 1 | HRCU-A-CB |  |  | 262 | 737 | Yes
5486176 | Active | Systems | SXT+ R410A HP | KEEPRITE | CCH636GKA2* |  | EHD4X42A**+WALLCON | *9MA*0602120A** | 35400 | 12.5 | 16 | 35600 | 9 | 22800 | 1 | HRCU-A-CB |  |  | 262 | 737 | Yes
5486135 | Active | Systems | SXT+ R410A HP | KEEPRITE | CCH636GKA2* |  | EHD4X42A**+WALLCON | *9MA*0801714A** | 35400 | 12.5 | 16 | 35600 | 9 | 23000 | 1 | HRCU-A-CB |  |  | 262 | 737 | Yes
5486177 | Active | Systems | SXT+ R410A HP | KEEPRITE | CCH636GKA2* |  | EHD4X42A**+WALLCON | *9MA*0802120A** | 35600 | 12.7 | 16.2 | 35400 | 9 | 22800 | 1 | HRCU-A-CB |  |  | 260 | 737 | Yes
5486178 | Active | Systems | SXT+ R410A HP | KEEPRITE | CCH636GKA2* |  | EHD4X42A**+WALLCON | *9MA*1002122A** | 35600 | 12.7 | 16.2 | 35400 | 9 | 22600 | 1 | HRCU-A-CB |  |  | 260 | 737 | Yes
5486136 | Active | Systems | SXT+ R410A HP | KEEPRITE | CCH636GKA2* |  | EHD4X42A**+WALLCON | *9MA*1202422A** | 35600 | 12.7 | 16.2 | 35400 | 9 | 22800 | 1 | HRCU-A-CB |  |  | 260 | 737 | Yes
5485989 | Active | Systems | SXT+ R410A HP | KEEPRITE | CCH636GKA2* |  | EHD4X48A** | *8MX*0701716** | 36000 | 12.5 | 16 | 35800 | 9 | 23000 | 1 | HRCU-A-CB |  |  | 266 | 737 | Yes
5485990 | Active | Systems | SXT+ R410A HP | KEEPRITE | CCH636GKA2* |  | EHD4X48A** | *8MX*0902116** | 36200 | 12.7 | 16.2 | 35600 | 9 | 22800 | 1 | HRCU-A-CB |  |  | 265 | 737 | Yes
5486244 | Active | Systems | SXT+ R410A HP | KEEPRITE | CCH636GKA2* |  | EHD4X48A** | *9MV*0801716A** | 36000 | 12.5 | 16 | 35600 | 9 | 23000 | 1 | HRCU-A-CB |  |  | 266 | 737 | Yes
5486245 | Active | Systems | SXT+ R410A HP | KEEPRITE | CCH636GKA2* |  | EHD4X48A** | *9MV*0802120A** | 35800 | 12.7 | 16.5 | 35400 | 9 | 22600 | 1 | HRCU-A-CB |  |  | 257 | 737 | Yes
5486246 | Active | Systems | SXT+ R410A HP | KEEPRITE | CCH636GKA2* |  | EHD4X48A** | *9MV*1002120A** | 35800 | 12.7 | 16.5 | 35400 | 9 | 22600 | 1 | HRCU-A-CB |  |  | 257 | 737 | Yes
5486247 | Active | Systems | SXT+ R410A HP | KEEPRITE | CCH636GKA2* |  | EHD4X48A** | *9MV*1202422A** | 36000 | 12.7 | 16.5 | 35400 | 9 | 22600 | 1 | HRCU-A-CB |  |  | 258 | 737 | Yes
5486096 | Active | Systems | SXT+ R410A HP | KEEPRITE | CCH636GKA2* |  | EHD4X48A** | *9MX*0601714A** | 36000 | 12.5 | 16.2 | 35800 | 9 | 23000 | 1 | HRCU-A-CB |  |  | 263 | 737 | Yes
5486097 | Active | Systems | SXT+ R410A HP | KEEPRITE | CCH636GKA2* |  | EHD4X48A** | *9MX*0801716A** | 35800 | 12.5 | 15.7 | 35600 | 9 | 23000 | 1 | HRCU-A-CB |  |  | 270 | 737 | Yes
5486287 | Active | Systems | SXT+ R410A HP | KEEPRITE | CCH636GKA2* |  | EHD4X48A** | MV08**14C* | 36000 | 12.7 | 16.5 | 35400 | 9 | 22600 | 1 | HRCU-A-CB |  |  | 258 | 737 | Yes
5486288 | Active | Systems | SXT+ R410A HP | KEEPRITE | CCH636GKA2* |  | EHD4X48A** | MV12**17C* | 36200 | 12.7 | 16.7 | 35600 | 9 | 22800 | 1 | HRCU-A-CB |  |  | 257 | 737 | Yes
5486289 | Active | Systems | SXT+ R410A HP | KEEPRITE | CCH636GKA2* |  | EHD4X48A** | MV16**21C* | 36200 | 13 | 16.7 | 35400 | 9 | 22600 | 1 | HRCU-A-CB |  |  | 257 | 737 | Yes
5486290 | Active | Systems | SXT+ R410A HP | KEEPRITE | CCH636GKA2* |  | EHD4X48A** | MV20**24C* | 36000 | 13 | 16.7 | 35400 | 9 | 22600 | 1 | HRCU-A-CB |  |  | 255 | 737 | Yes
5486325 | Active | Systems | SXT+ R410A HP | KEEPRITE | CCH636GKA2* |  | EHD4X48A** | NOMV106D12* | 35600 | 12.5 | 15.7 | 35200 | 8.5 | 22600 | 1 | HRCU-A-CB |  |  | 268 | 781 | Yes
5486326 | Active | Systems | SXT+ R410A HP | KEEPRITE | CCH636GKA2* |  | EHD4X48A** | NOMV156E19* | 35800 | 12.7 | 15.7 | 35400 | 8.5 | 22600 | 1 | HRCU-A-CB |  |  | 270 | 781 | Yes
5486059 | Active | Systems | SXT+ R410A HP | KEEPRITE | CCH636GKA2* |  | EHD4X48A** | OLV154F20A | 37000 | 12.7 | 16.5 | 36000 | 9 | 23200 | 1 | HRCU-A-CB |  |  | 266 | 737 | Yes
5486057 | Active | Systems | SXT+ R410A HP | KEEPRITE | CCH636GKA2* |  | EHD4X48A** | OMV112K14A | 36000 | 12.5 | 16.5 | 35600 | 9 | 22800 | 1 | HRCU-A-CB |  |  | 258 | 737 | Yes
5486296 | Active | Systems | SXT+ R410A HP | KEEPRITE | CCH636GKA2* |  | EHD4X48A** | OMV154L20A | 36000 | 12.7 | 16.7 | 35400 | 9 | 22600 | 1 | HRCU-A-CB |  |  | 255 | 737 | Yes
5485944 | Active | Systems | SXT+ R410A HP | KEEPRITE | CCH636GKA2* |  | EHD4X48A**+WALLCON | *8MV*0701412** | 36000 | 12.5 | 16.5 | 35600 | 9 | 22800 | 1 | HRCU-A-CB |  |  | 258 | 737 | Yes
5485946 | Active | Systems | SXT+ R410A HP | KEEPRITE | CCH636GKA2* |  | EHD4X48A**+WALLCON | *8MV*0901716** | 36200 | 12.7 | 16.7 | 35400 | 9 | 22600 | 1 | HRCU-A-CB |  |  | 257 | 737 | Yes
5485948 | Active | Systems | SXT+ R410A HP | KEEPRITE | CCH636GKA2* |  | EHD4X48A**+WALLCON | *8MV*1102120** | 36200 | 12.7 | 16.7 | 35400 | 9 | 22600 | 1 | HRCU-A-CB |  |  | 257 | 737 | Yes
5485949 | Active | Systems | SXT+ R410A HP | KEEPRITE | CCH636GKA2* |  | EHD4X48A**+WALLCON | *8MV*1352422** | 36200 | 13 | 16.7 | 35400 | 9 | 22600 | 1 | HRCU-A-CB |  |  | 257 | 737 | Yes
5486137 | Active | Systems | SXT+ R410A HP | KEEPRITE | CCH636GKA2* |  | EHD4X48A**+WALLCON | *9MA*0601714A** | 35400 | 12.5 | 16 | 35800 | 9 | 23000 | 1 | HRCU-A-CB |  |  | 262 | 737 | Yes
5486179 | Active | Systems | SXT+ R410A HP | KEEPRITE | CCH636GKA2* |  | EHD4X48A**+WALLCON | *9MA*0602120A** | 35600 | 12.5 | 16.2 | 35600 | 9 | 23000 | 1 | HRCU-A-CB |  |  | 260 | 737 | Yes
5486138 | Active | Systems | SXT+ R410A HP | KEEPRITE | CCH636GKA2* |  | EHD4X48A**+WALLCON | *9MA*0801714A** | 35600 | 12.5 | 16.2 | 35800 | 9 | 23000 | 1 | HRCU-A-CB |  |  | 260 | 737 | Yes
5486180 | Active | Systems | SXT+ R410A HP | KEEPRITE | CCH636GKA2* |  | EHD4X48A**+WALLCON | *9MA*0802120A** | 35800 | 12.7 | 16.5 | 35600 | 9 | 22800 | 1 | HRCU-A-CB |  |  | 257 | 737 | Yes
5486181 | Active | Systems | SXT+ R410A HP | KEEPRITE | CCH636GKA2* |  | EHD4X48A**+WALLCON | *9MA*1002122A** | 35800 | 12.7 | 16.5 | 35600 | 9 | 22800 | 1 | HRCU-A-CB |  |  | 257 | 737 | Yes
5486139 | Active | Systems | SXT+ R410A HP | KEEPRITE | CCH636GKA2* |  | EHD4X48A**+WALLCON | *9MA*1202422A** | 35800 | 12.7 | 16.2 | 35600 | 9 | 22800 | 1 | HRCU-A-CB |  |  | 262 | 737 | Yes
5486263 | Active | Systems | SXT+ R410A HP | KEEPRITE | CCH636GKA2* |  | EN(A,D)4X36*21** | MV12**17C* | 35000 | 12.5 | 16 | 35000 | 9 | 22600 | 1 | HRCU-A-CB |  |  | 259 | 737 | Yes
5486264 | Active | Systems | SXT+ R410A HP | KEEPRITE | CCH636GKA2* |  | EN(A,D)4X36*21** | MV16**21C* | 35000 | 12.5 | 16.2 | 34800 | 9 | 22600 | 1 | HRCU-A-CB |  |  | 256 | 737 | Yes
5485910 | Active | Systems | SXT+ R410A HP | KEEPRITE | CCH636GKA2* |  | EN(A,D)4X36*21**+WALLCON | *8MV*0901716** | 35000 | 12.5 | 16 | 35000 | 9 | 22600 | 1 | HRCU-A-CB |  |  | 259 | 737 | Yes
5485911 | Active | Systems | SXT+ R410A HP | KEEPRITE | CCH636GKA2* |  | EN(A,D)4X36*21**+WALLCON | *8MV*1102120** | 35000 | 12.5 | 16 | 35000 | 9 | 22600 | 1 | HRCU-A-CB |  |  | 259 | 737 | Yes
5486156 | Active | Systems | SXT+ R410A HP | KEEPRITE | CCH636GKA2* |  | EN(A,D)4X36*21**+WALLCON | *9MA*0802120A** | 34600 | 12.5 | 15.7 | 35000 | 9 | 22600 | 1 | HRCU-A-CB |  |  | 261 | 737 | Yes
5486157 | Active | Systems | SXT+ R410A HP | KEEPRITE | CCH636GKA2* |  | EN(A,D)4X36*21**+WALLCON | *9MA*1002122A** | 34600 | 12.5 | 15.7 | 35000 | 9 | 22600 | 1 | HRCU-A-CB |  |  | 261 | 737 | Yes
5485972 | Active | Systems | SXT+ R410A HP | KEEPRITE | CCH636GKA2* |  | EN(A,D)4X48*24** | *8MX*0902116** | 36000 | 12.7 | 16.2 | 35600 | 9 | 22800 | 1 | HRCU-A-CB |  |  | 263 | 737 | Yes
5486220 | Active | Systems | SXT+ R410A HP | KEEPRITE | CCH636GKA2* |  | EN(A,D)4X48*24** | *9MV*0802120A** | 35800 | 12.7 | 16.5 | 35400 | 9 | 22600 | 1 | HRCU-A-CB |  |  | 257 | 737 | Yes
5486221 | Active | Systems | SXT+ R410A HP | KEEPRITE | CCH636GKA2* |  | EN(A,D)4X48*24** | *9MV*1002120A** | 35800 | 12.7 | 16.5 | 35400 | 9 | 22600 | 1 | HRCU-A-CB |  |  | 257 | 737 | Yes
5486222 | Active | Systems | SXT+ R410A HP | KEEPRITE | CCH636GKA2* |  | EN(A,D)4X48*24** | *9MV*1202422A** | 35800 | 12.7 | 16.5 | 35400 | 9 | 22600 | 1 | HRCU-A-CB |  |  | 257 | 737 | Yes
5486271 | Active | Systems | SXT+ R410A HP | KEEPRITE | CCH636GKA2* |  | EN(A,D)4X48*24** | MV16**21C* | 36000 | 13 | 16.7 | 35400 | 9 | 22600 | 1 | HRCU-A-CB |  |  | 255 | 737 | Yes
5486272 | Active | Systems | SXT+ R410A HP | KEEPRITE | CCH636GKA2* |  | EN(A,D)4X48*24** | MV20**24C* | 35800 | 13 | 16.7 | 35200 | 9 | 22400 | 1 | HRCU-A-CB |  |  | 254 | 737 | Yes
5486315 | Active | Systems | SXT+ R410A HP | KEEPRITE | CCH636GKA2* |  | EN(A,D)4X48*24** | NOMV156E19* | 35600 | 12.7 | 15.7 | 35200 | 8.5 | 22600 | 1 | HRCU-A-CB |  |  | 268 | 781 | Yes
5486029 | Active | Systems | SXT+ R410A HP | KEEPRITE | CCH636GKA2* |  | EN(A,D)4X48*24** | OLV112A16A | 35800 | 12.5 | 16.2 | 35800 | 9 | 23000 | 1 | HRCU-A-CB |  |  | 262 | 737 | Yes
5486293 | Active | Systems | SXT+ R410A HP | KEEPRITE | CCH636GKA2* |  | EN(A,D)4X48*24** | OMV154L20A | 35800 | 12.7 | 16.7 | 35400 | 9 | 22600 | 1 | HRCU-A-CB |  |  | 254 | 737 | Yes
5485918 | Active | Systems | SXT+ R410A HP | KEEPRITE | CCH636GKA2* |  | EN(A,D)4X48*24**+WALLCON | *8MV*1102120** | 36000 | 12.7 | 16.7 | 35400 | 9 | 22600 | 1 | HRCU-A-CB |  |  | 255 | 737 | Yes
5485919 | Active | Systems | SXT+ R410A HP | KEEPRITE | CCH636GKA2* |  | EN(A,D)4X48*24**+WALLCON | *8MV*1352422** | 36000 | 13 | 16.7 | 35200 | 9 | 22600 | 1 | HRCU-A-CB |  |  | 255 | 737 | Yes
5486164 | Active | Systems | SXT+ R410A HP | KEEPRITE | CCH636GKA2* |  | EN(A,D)4X48*24**+WALLCON | *9MA*0602120A** | 35400 | 12.5 | 16.2 | 35600 | 9 | 22800 | 1 | HRCU-A-CB |  |  | 259 | 737 | Yes
5486165 | Active | Systems | SXT+ R410A HP | KEEPRITE | CCH636GKA2* |  | EN(A,D)4X48*24**+WALLCON | *9MA*0802120A** | 35600 | 12.7 | 16.2 | 35400 | 9 | 22600 | 1 | HRCU-A-CB |  |  | 260 | 737 | Yes
5486166 | Active | Systems | SXT+ R410A HP | KEEPRITE | CCH636GKA2* |  | EN(A,D)4X48*24**+WALLCON | *9MA*1002122A** | 35600 | 12.7 | 16.5 | 35400 | 9 | 22600 | 1 | HRCU-A-CB |  |  | 255 | 737 | Yes
5486121 | Active | Systems | SXT+ R410A HP | KEEPRITE | CCH636GKA2* |  | EN(A,D)4X48*24**+WALLCON | *9MA*1202422A** | 35600 | 12.7 | 16.2 | 35400 | 9 | 22600 | 1 | HRCU-A-CB |  |  | 260 | 737 | Yes
5485909 | Active | Systems | SXT+ R410A HP | KEEPRITE | CCH636GKA2* |  | EN(A,D,W)4X36*17**+WALLCON | *8MV*0901716** | 35000 | 12.5 | 16 | 35000 | 9 | 22600 | 1 | HRCU-A-CB |  |  | 259 | 737 | Yes
5485969 | Active | Systems | SXT+ R410A HP | KEEPRITE | CCH636GKA2* |  | EN(A,D,W)4X42*21** | *8MX*0902116** | 35400 | 12.5 | 16 | 35200 | 9 | 22600 | 1 | HRCU-A-CB |  |  | 262 | 737 | Yes
5486214 | Active | Systems | SXT+ R410A HP | KEEPRITE | CCH636GKA2* |  | EN(A,D,W)4X42*21** | *9MV*0802120A** | 35000 | 12.5 | 16 | 35000 | 9 | 22600 | 1 | HRCU-A-CB |  |  | 259 | 737 | Yes
5486215 | Active | Systems | SXT+ R410A HP | KEEPRITE | CCH636GKA2* |  | EN(A,D,W)4X42*21** | *9MV*1002120A** | 35000 | 12.5 | 16 | 34800 | 9 | 22400 | 1 | HRCU-A-CB |  |  | 259 | 737 | Yes
5486267 | Active | Systems | SXT+ R410A HP | KEEPRITE | CCH636GKA2* |  | EN(A,D,W)4X42*21** | MV12**17C* | 35400 | 12.5 | 16.2 | 35200 | 9 | 22600 | 1 | HRCU-A-CB |  |  | 259 | 737 | Yes
5486268 | Active | Systems | SXT+ R410A HP | KEEPRITE | CCH636GKA2* |  | EN(A,D,W)4X42*21** | MV16**21C* | 35400 | 12.7 | 16.2 | 35000 | 9 | 22600 | 1 | HRCU-A-CB |  |  | 259 | 737 | Yes
5485914 | Active | Systems | SXT+ R410A HP | KEEPRITE | CCH636GKA2* |  | EN(A,D,W)4X42*21**+WALLCON | *8MV*0901716** | 35400 | 12.5 | 16.2 | 35200 | 9 | 22600 | 1 | HRCU-A-CB |  |  | 259 | 737 | Yes
5485915 | Active | Systems | SXT+ R410A HP | KEEPRITE | CCH636GKA2* |  | EN(A,D,W)4X42*21**+WALLCON | *8MV*1102120** | 35400 | 12.5 | 16.2 | 35200 | 9 | 22600 | 1 | HRCU-A-CB |  |  | 259 | 737 | Yes
5486158 | Active | Systems | SXT+ R410A HP | KEEPRITE | CCH636GKA2* |  | EN(A,D,W)4X42*21**+WALLCON | *9MA*0602120A** | 34800 | 12.5 | 15.7 | 35400 | 9 | 22800 | 1 | HRCU-A-CB |  |  | 262 | 737 | Yes
5486159 | Active | Systems | SXT+ R410A HP | KEEPRITE | CCH636GKA2* |  | EN(A,D,W)4X42*21**+WALLCON | *9MA*0802120A** | 35000 | 12.5 | 16 | 35200 | 9 | 22600 | 1 | HRCU-A-CB |  |  | 259 | 737 | Yes
5486160 | Active | Systems | SXT+ R410A HP | KEEPRITE | CCH636GKA2* |  | EN(A,D,W)4X42*21**+WALLCON | *9MA*1002122A** | 35000 | 12.5 | 16 | 35200 | 9 | 22600 | 1 | HRCU-A-CB |  |  | 259 | 737 | Yes
5485970 | Active | Systems | SXT+ R410A HP | KEEPRITE | CCH636GKA2* |  | EN(A,D,W)4X48*21** | *8MX*0701716** | 35800 | 12.5 | 16 | 35800 | 9 | 23000 | 1 | HRCU-A-CB |  |  | 265 | 737 | Yes
5485971 | Active | Systems | SXT+ R410A HP | KEEPRITE | CCH636GKA2* |  | EN(A,D,W)4X48*21** | *8MX*0902116** | 36000 | 12.7 | 16.2 | 35600 | 9 | 22800 | 1 | HRCU-A-CB |  |  | 263 | 737 | Yes
5486217 | Active | Systems | SXT+ R410A HP | KEEPRITE | CCH636GKA2* |  | EN(A,D,W)4X48*21** | *9MV*0801716A** | 35800 | 12.5 | 16 | 35600 | 9 | 23000 | 1 | HRCU-A-CB |  |  | 265 | 737 | Yes
5486218 | Active | Systems | SXT+ R410A HP | KEEPRITE | CCH636GKA2* |  | EN(A,D,W)4X48*21** | *9MV*0802120A** | 35800 | 12.7 | 16.5 | 35400 | 9 | 22600 | 1 | HRCU-A-CB |  |  | 257 | 737 | Yes
5486219 | Active | Systems | SXT+ R410A HP | KEEPRITE | CCH636GKA2* |  | EN(A,D,W)4X48*21** | *9MV*1002120A** | 35800 | 12.7 | 16.5 | 35400 | 9 | 22600 | 1 | HRCU-A-CB |  |  | 257 | 737 | Yes
5486085 | Active | Systems | SXT+ R410A HP | KEEPRITE | CCH636GKA2* |  | EN(A,D,W)4X48*21** | *9MX*0801716A** | 35800 | 12.5 | 15.7 | 35600 | 9 | 22800 | 1 | HRCU-A-CB |  |  | 270 | 737 | Yes
5486269 | Active | Systems | SXT+ R410A HP | KEEPRITE | CCH636GKA2* |  | EN(A,D,W)4X48*21** | MV12**17C* | 36000 | 12.7 | 16.7 | 35400 | 9 | 22600 | 1 | HRCU-A-CB |  |  | 255 | 737 | Yes
5486270 | Active | Systems | SXT+ R410A HP | KEEPRITE | CCH636GKA2* |  | EN(A,D,W)4X48*21** | MV16**21C* | 36000 | 13 | 16.7 | 35400 | 9 | 22600 | 1 | HRCU-A-CB |  |  | 255 | 737 | Yes
5486313 | Active | Systems | SXT+ R410A HP | KEEPRITE | CCH636GKA2* |  | EN(A,D,W)4X48*21** | NOMV106D12* | 35400 | 12.5 | 15.7 | 35200 | 8.5 | 22600 | 1 | HRCU-A-CB |  |  | 267 | 781 | Yes
5486314 | Active | Systems | SXT+ R410A HP | KEEPRITE | CCH636GKA2* |  | EN(A,D,W)4X48*21** | NOMV156E19* | 35600 | 12.7 | 15.7 | 35200 | 8.5 | 22600 | 1 | HRCU-A-CB |  |  | 268 | 781 | Yes
5486028 | Active | Systems | SXT+ R410A HP | KEEPRITE | CCH636GKA2* |  | EN(A,D,W)4X48*21** | OLV112A16A | 35800 | 12.5 | 16.2 | 35800 | 9 | 23000 | 1 | HRCU-A-CB |  |  | 262 | 737 | Yes
5486027 | Active | Systems | SXT+ R410A HP | KEEPRITE | CCH636GKA2* |  | EN(A,D,W)4X48*21** | OMV112K14A | 35800 | 12.5 | 16.5 | 35400 | 9 | 22800 | 1 | HRCU-A-CB |  |  | 257 | 737 | Yes
5485916 | Active | Systems | SXT+ R410A HP | KEEPRITE | CCH636GKA2* |  | EN(A,D,W)4X48*21**+WALLCON | *8MV*0901716** | 36000 | 12.7 | 16.7 | 35400 | 9 | 22600 | 1 | HRCU-A-CB |  |  | 255 | 737 | Yes
5485917 | Active | Systems | SXT+ R410A HP | KEEPRITE | CCH636GKA2* |  | EN(A,D,W)4X48*21**+WALLCON | *8MV*1102120** | 36000 | 12.7 | 16.7 | 35400 | 9 | 22600 | 1 | HRCU-A-CB |  |  | 255 | 737 | Yes
5486119 | Active | Systems | SXT+ R410A HP | KEEPRITE | CCH636GKA2* |  | EN(A,D,W)4X48*21**+WALLCON | *9MA*0601714A** | 35200 | 12.5 | 16 | 35800 | 9 | 23000 | 1 | HRCU-A-CB |  |  | 260 | 737 | Yes
5486161 | Active | Systems | SXT+ R410A HP | KEEPRITE | CCH636GKA2* |  | EN(A,D,W)4X48*21**+WALLCON | *9MA*0602120A** | 35400 | 12.5 | 16.2 | 35600 | 9 | 22800 | 1 | HRCU-A-CB |  |  | 259 | 737 | Yes
5486120 | Active | Systems | SXT+ R410A HP | KEEPRITE | CCH636GKA2* |  | EN(A,D,W)4X48*21**+WALLCON | *9MA*0801714A** | 35400 | 12.5 | 16.2 | 35600 | 9 | 22800 | 1 | HRCU-A-CB |  |  | 259 | 737 | Yes
5486162 | Active | Systems | SXT+ R410A HP | KEEPRITE | CCH636GKA2* |  | EN(A,D,W)4X48*21**+WALLCON | *9MA*0802120A** | 35600 | 12.7 | 16.2 | 35400 | 9 | 22600 | 1 | HRCU-A-CB |  |  | 260 | 737 | Yes
5486163 | Active | Systems | SXT+ R410A HP | KEEPRITE | CCH636GKA2* |  | EN(A,D,W)4X48*21**+WALLCON | *9MA*1002122A** | 35600 | 12.7 | 16.5 | 35400 | 9 | 22600 | 1 | HRCU-A-CB |  |  | 255 | 737 | Yes
5486265 | Active | Systems | SXT+ R410A HP | KEEPRITE | CCH636GKA2* |  | END4X42*17** | MV08**14C* | 35400 | 12.5 | 16.2 | 35200 | 9 | 22600 | 1 | HRCU-A-CB |  |  | 259 | 737 | Yes
5486266 | Active | Systems | SXT+ R410A HP | KEEPRITE | CCH636GKA2* |  | END4X42*17** | MV12**17C* | 35800 | 12.7 | 16.5 | 35400 | 9 | 22600 | 1 | HRCU-A-CB |  |  | 257 | 737 | Yes
5485912 | Active | Systems | SXT+ R410A HP | KEEPRITE | CCH636GKA2* |  | END4X42*17**+WALLCON | *8MV*0701412** | 35600 | 12.5 | 16.2 | 35400 | 9 | 22800 | 1 | HRCU-A-CB |  |  | 260 | 737 | Yes
5485913 | Active | Systems | SXT+ R410A HP | KEEPRITE | CCH636GKA2* |  | END4X42*17**+WALLCON | *8MV*0901716** | 35600 | 12.7 | 16.5 | 35200 | 9 | 22600 | 1 | HRCU-A-CB |  |  | 255 | 737 | Yes
5486116 | Active | Systems | SXT+ R410A HP | KEEPRITE | CCH636GKA2* |  | END4X42*17**+WALLCON | *9MA*0801714A** | 35200 | 12.5 | 16 | 35600 | 9 | 23000 | 1 | HRCU-A-CB |  |  | 260 | 737 | Yes
5486273 | Active | Systems | SXT+ R410A HP | KEEPRITE | CCH636GKA2* |  | ENH4X36*17** | MV08**14C* | 34800 | 12.5 | 16 | 34800 | 9 | 22600 | 1 | HRCU-A-CB |  |  | 258 | 737 | Yes
5486274 | Active | Systems | SXT+ R410A HP | KEEPRITE | CCH636GKA2* |  | ENH4X36*17** | MV12**17C* | 35000 | 12.5 | 16 | 35000 | 9 | 22600 | 1 | HRCU-A-CB |  |  | 259 | 737 | Yes
5485921 | Active | Systems | SXT+ R410A HP | KEEPRITE | CCH636GKA2* |  | ENH4X36*17**+WALLCON | *8MV*0901716** | 35000 | 12.5 | 16 | 35000 | 9 | 22600 | 1 | HRCU-A-CB |  |  | 259 | 737 | Yes
5485978 | Active | Systems | SXT+ R410A HP | KEEPRITE | CCH636GKA2* |  | ENH4X42*21** | *8MX*0902116** | 35400 | 12.5 | 16 | 35200 | 9 | 22600 | 1 | HRCU-A-CB |  |  | 262 | 737 | Yes
5486227 | Active | Systems | SXT+ R410A HP | KEEPRITE | CCH636GKA2* |  | ENH4X42*21** | *9MV*0802120A** | 35000 | 12.5 | 16 | 35000 | 9 | 22600 | 1 | HRCU-A-CB |  |  | 259 | 737 | Yes
5486228 | Active | Systems | SXT+ R410A HP | KEEPRITE | CCH636GKA2* |  | ENH4X42*21** | *9MV*1002120A** | 35000 | 12.5 | 16 | 34800 | 9 | 22400 | 1 | HRCU-A-CB |  |  | 259 | 737 | Yes
5486275 | Active | Systems | SXT+ R410A HP | KEEPRITE | CCH636GKA2* |  | ENH4X42*21** | MV12**17C* | 35400 | 12.5 | 16.2 | 35200 | 9 | 22600 | 1 | HRCU-A-CB |  |  | 259 | 737 | Yes
5486276 | Active | Systems | SXT+ R410A HP | KEEPRITE | CCH636GKA2* |  | ENH4X42*21** | MV16**21C* | 35400 | 12.7 | 16.2 | 35000 | 9 | 22600 | 1 | HRCU-A-CB |  |  | 259 | 737 | Yes
5485924 | Active | Systems | SXT+ R410A HP | KEEPRITE | CCH636GKA2* |  | ENH4X42*21**+WALLCON | *8MV*0701412** | 35200 | 12.5 | 16 | 35200 | 9 | 22800 | 1 | HRCU-A-CB |  |  | 260 | 737 | Yes
5485925 | Active | Systems | SXT+ R410A HP | KEEPRITE | CCH636GKA2* |  | ENH4X42*21**+WALLCON | *8MV*0901716** | 35400 | 12.5 | 16.2 | 35200 | 9 | 22600 | 1 | HRCU-A-CB |  |  | 259 | 737 | Yes
5485926 | Active | Systems | SXT+ R410A HP | KEEPRITE | CCH636GKA2* |  | ENH4X42*21**+WALLCON | *8MV*1102120** | 35400 | 12.5 | 16.2 | 35200 | 9 | 22600 | 1 | HRCU-A-CB |  |  | 259 | 737 | Yes
5486167 | Active | Systems | SXT+ R410A HP | KEEPRITE | CCH636GKA2* |  | ENH4X42*21**+WALLCON | *9MA*0602120A** | 34800 | 12.5 | 15.7 | 35400 | 9 | 22800 | 1 | HRCU-A-CB |  |  | 262 | 737 | Yes
5486168 | Active | Systems | SXT+ R410A HP | KEEPRITE | CCH636GKA2* |  | ENH4X42*21**+WALLCON | *9MA*0802120A** | 35000 | 12.5 | 16 | 35200 | 9 | 22600 | 1 | HRCU-A-CB |  |  | 259 | 737 | Yes
5486169 | Active | Systems | SXT+ R410A HP | KEEPRITE | CCH636GKA2* |  | ENH4X42*21**+WALLCON | *9MA*1002122A** | 35000 | 12.5 | 16 | 35200 | 9 | 22600 | 1 | HRCU-A-CB |  |  | 259 | 737 | Yes
5485980 | Active | Systems | SXT+ R410A HP | KEEPRITE | CCH636GKA2* |  | ENH4X48*21** | *8MX*0701716** | 35800 | 12.5 | 16 | 35800 | 9 | 23000 | 1 | HRCU-A-CB |  |  | 265 | 737 | Yes
5485981 | Active | Systems | SXT+ R410A HP | KEEPRITE | CCH636GKA2* |  | ENH4X48*21** | *8MX*0902116** | 36000 | 12.7 | 16.2 | 35600 | 9 | 22800 | 1 | HRCU-A-CB |  |  | 263 | 737 | Yes
5486230 | Active | Systems | SXT+ R410A HP | KEEPRITE | CCH636GKA2* |  | ENH4X48*21** | *9MV*0801716A** | 35800 | 12.5 | 16 | 35600 | 9 | 23000 | 1 | HRCU-A-CB |  |  | 265 | 737 | Yes
5486231 | Active | Systems | SXT+ R410A HP | KEEPRITE | CCH636GKA2* |  | ENH4X48*21** | *9MV*0802120A** | 35800 | 12.7 | 16.5 | 35400 | 9 | 22600 | 1 | HRCU-A-CB |  |  | 257 | 737 | Yes
5486232 | Active | Systems | SXT+ R410A HP | KEEPRITE | CCH636GKA2* |  | ENH4X48*21** | *9MV*1002120A** | 35800 | 12.7 | 16.5 | 35400 | 9 | 22600 | 1 | HRCU-A-CB |  |  | 257 | 737 | Yes
5486091 | Active | Systems | SXT+ R410A HP | KEEPRITE | CCH636GKA2* |  | ENH4X48*21** | *9MX*0801716A** | 35800 | 12.5 | 15.7 | 35600 | 9 | 22800 | 1 | HRCU-A-CB |  |  | 270 | 737 | Yes
5486277 | Active | Systems | SXT+ R410A HP | KEEPRITE | CCH636GKA2* |  | ENH4X48*21** | MV12**17C* | 36000 | 12.7 | 16.7 | 35400 | 9 | 22600 | 1 | HRCU-A-CB |  |  | 255 | 737 | Yes
5486278 | Active | Systems | SXT+ R410A HP | KEEPRITE | CCH636GKA2* |  | ENH4X48*21** | MV16**21C* | 36000 | 13 | 16.7 | 35400 | 9 | 22600 | 1 | HRCU-A-CB |  |  | 255 | 737 | Yes
5486319 | Active | Systems | SXT+ R410A HP | KEEPRITE | CCH636GKA2* |  | ENH4X48*21** | NOMV106D12* | 35400 | 12.5 | 15.7 | 35200 | 8.5 | 22600 | 1 | HRCU-A-CB |  |  | 267 | 781 | Yes
5486320 | Active | Systems | SXT+ R410A HP | KEEPRITE | CCH636GKA2* |  | ENH4X48*21** | NOMV156E19* | 35600 | 12.7 | 15.7 | 35200 | 8.5 | 22600 | 1 | HRCU-A-CB |  |  | 268 | 781 | Yes
5486043 | Active | Systems | SXT+ R410A HP | KEEPRITE | CCH636GKA2* |  | ENH4X48*21** | OLV112A16A | 35800 | 12.5 | 16.2 | 35800 | 9 | 23000 | 1 | HRCU-A-CB |  |  | 262 | 737 | Yes
5486042 | Active | Systems | SXT+ R410A HP | KEEPRITE | CCH636GKA2* |  | ENH4X48*21** | OMV112K14A | 35800 | 12.5 | 16.5 | 35400 | 9 | 22800 | 1 | HRCU-A-CB |  |  | 257 | 737 | Yes
5485928 | Active | Systems | SXT+ R410A HP | KEEPRITE | CCH636GKA2* |  | ENH4X48*21**+WALLCON | *8MV*0701412** | 35800 | 12.5 | 16.2 | 35600 | 9 | 22800 | 1 | HRCU-A-CB |  |  | 262 | 737 | Yes
5485929 | Active | Systems | SXT+ R410A HP | KEEPRITE | CCH636GKA2* |  | ENH4X48*21**+WALLCON | *8MV*0901716** | 36000 | 12.7 | 16.7 | 35400 | 9 | 22600 | 1 | HRCU-A-CB |  |  | 255 | 737 | Yes
5485930 | Active | Systems | SXT+ R410A HP | KEEPRITE | CCH636GKA2* |  | ENH4X48*21**+WALLCON | *8MV*1102120** | 36000 | 12.7 | 16.7 | 35400 | 9 | 22600 | 1 | HRCU-A-CB |  |  | 255 | 737 | Yes
5486128 | Active | Systems | SXT+ R410A HP | KEEPRITE | CCH636GKA2* |  | ENH4X48*21**+WALLCON | *9MA*0601714A** | 35200 | 12.5 | 16 | 35800 | 9 | 23000 | 1 | HRCU-A-CB |  |  | 260 | 737 | Yes
5486170 | Active | Systems | SXT+ R410A HP | KEEPRITE | CCH636GKA2* |  | ENH4X48*21**+WALLCON | *9MA*0602120A** | 35400 | 12.5 | 16.2 | 35600 | 9 | 22800 | 1 | HRCU-A-CB |  |  | 259 | 737 | Yes
5486129 | Active | Systems | SXT+ R410A HP | KEEPRITE | CCH636GKA2* |  | ENH4X48*21**+WALLCON | *9MA*0801714A** | 35400 | 12.5 | 16.2 | 35600 | 9 | 22800 | 1 | HRCU-A-CB |  |  | 259 | 737 | Yes
5486171 | Active | Systems | SXT+ R410A HP | KEEPRITE | CCH636GKA2* |  | ENH4X48*21**+WALLCON | *9MA*0802120A** | 35600 | 12.7 | 16.2 | 35400 | 9 | 22600 | 1 | HRCU-A-CB |  |  | 260 | 737 | Yes
5486172 | Active | Systems | SXT+ R410A HP | KEEPRITE | CCH636GKA2* |  | ENH4X48*21**+WALLCON | *9MA*1002122A** | 35600 | 12.7 | 16.5 | 35400 | 9 | 22600 | 1 | HRCU-A-CB |  |  | 255 | 737 | Yes
5486060 | Active | Systems | SXT+ R410A HP | KEEPRITE | CCH636GKA2* |  | FCM4X24****+WALLCON |  | 35000 | 12.5 | 16 | 35200 | 9 | 22600 | 1 | HRCU-A-CB |  |  | 259 | 737 | Yes
5486061 | Active | Systems | SXT+ R410A HP | KEEPRITE | CCH636GKA2* |  | FCM4X36****+WALLCON |  | 35200 | 12.7 | 16.2 | 34800 | 9 | 22400 | 1 | HRCU-A-CB |  |  | 257 | 737 | Yes
5486062 | Active | Systems | SXT+ R410A HP | KEEPRITE | CCH636GKA2* |  | FCM4X48****+WALLCON |  | 36400 | 13 | 17 | 35400 | 9 | 22600 | 1 | HRCU-A-CB |  |  | 254 | 737 | Yes
5486063 | Active | Systems | SXT+ R410A HP | KEEPRITE | CCH636GKA2* |  | FCM4X60****+WALLCON |  | 36800 | 13.2 | 17 | 35600 | 9 | 22600 | 1 | HRCU-A-CB |  |  | 256 | 737 | Yes
5486065 | Active | Systems | SXT+ R410A HP | KEEPRITE | CCH636GKA2* |  | FVM4X36**** |  | 35200 | 12.7 | 16.2 | 34800 | 9 | 22400 | 1 | HRCU-A-CB |  |  | 257 | 737 | Yes
5486066 | Active | Systems | SXT+ R410A HP | KEEPRITE | CCH636GKA2* |  | FVM4X48**** |  | 36400 | 13 | 16.7 | 35400 | 9 | 22600 | 1 | HRCU-A-CB |  |  | 258 | 737 | Yes
5485872 | Active | Systems | SXT+ R410A HP | KEEPRITE | CCH636GKA2* |  | FVM4X60**** |  | 36400 | 13.3 | 17 | 35400 | 9.5 | 22600 | 1 | HRCU-A-CB | Yes |  | 254 | 699 | Yes
5250349 | Discontinued | Systems | SXT+ R410A HP | KEEPRITE | CCH648GKA* |  | EA*4X60*21A* | *9MV*1002120A** | 46000 | 12.5 | 15.2 | 46000 | 8.5 | 30400 | 1 | HRCU-A-CB |  |  | 358 | 1115 | Yes
5250351 | Discontinued | Systems | SXT+ R410A HP | KEEPRITE | CCH648GKA* |  | EA*4X60*24A* | *9MV*1002120A** | 46000 | 12.5 | 15.2 | 46000 | 9 | 30600 | 1 | HRCU-A-CB |  |  | 358 | 1053 | Yes
5250275 | Discontinued | Systems | SXT+ R410A HP | KEEPRITE | CCH648GKA* |  | EA*4X60*24A*+WALLCON | *8MV*1352422** | 46500 | 12.5 | 15.7 | 47000 | 9 | 29400 | 1 | HRCU-A-CB |  |  | 351 | 1053 | Yes
5250279 | Discontinued | Systems | SXT+ R410A HP | KEEPRITE | CCH648GKA* |  | ED*4X60L**+WALLCON | *8MV*1352422** | 46500 | 12.5 | 15.7 | 47000 | 9 | 29400 | 1 | HRCU-A-CB |  |  | 351 | 1053 | Yes
5250243 | Discontinued | Systems | SXT+ R410A HP | KEEPRITE | CCH648GKA* |  | EHD4X60A** | *8MX*1102120** | 47000 | 12.5 | 15.5 | 47000 | 9 | 29400 | 1 | HRCU-A-CB |  |  | 359 | 1053 | Yes
5250364 | Discontinued | Systems | SXT+ R410A HP | KEEPRITE | CCH648GKA* |  | EHD4X60A** | *9MV*0802120A** | 46500 | 12.5 | 15.2 | 46500 | 9 | 30600 | 1 | HRCU-A-CB |  |  | 362 | 1053 | Yes
5250365 | Discontinued | Systems | SXT+ R410A HP | KEEPRITE | CCH648GKA* |  | EHD4X60A** | *9MV*1002120A** | 46500 | 12.5 | 15.5 | 46500 | 9 | 30600 | 1 | HRCU-A-CB |  |  | 355 | 1053 | Yes
5250296 | Discontinued | Systems | SXT+ R410A HP | KEEPRITE | CCH648GKA* |  | EHD4X60A**+WALLCON | *8MV*1102120** | 46500 | 12.5 | 15.7 | 47000 | 9 | 29600 | 1 | HRCU-A-CB |  |  | 351 | 1053 | Yes
5250297 | Discontinued | Systems | SXT+ R410A HP | KEEPRITE | CCH648GKA* |  | EHD4X60A**+WALLCON | *8MV*1352422** | 46500 | 12.5 | 15.7 | 47000 | 9 | 29400 | 1 | HRCU-A-CB |  |  | 351 | 1053 | Yes
5250219 | Discontinued | Systems | SXT+ R410A HP | KEEPRITE | CCH648GKA* |  | EN(A,D,W)4X60*24** | *8MX*1102120** | 46500 | 12.5 | 15.7 | 47000 | 9 | 29000 | 1 | HRCU-A-CB |  |  | 351 | 1053 | Yes
5250357 | Discontinued | Systems | SXT+ R410A HP | KEEPRITE | CCH648GKA* |  | EN(A,D,W)4X60*24** | *9MV*1002120A** | 46000 | 12.5 | 15.2 | 46000 | 9 | 30400 | 1 | HRCU-A-CB |  |  | 358 | 1053 | Yes
5250285 | Discontinued | Systems | SXT+ R410A HP | KEEPRITE | CCH648GKA* |  | EN(A,D,W)4X60*24**+WALLCON | *8MV*1352422** | 46000 | 12.5 | 16 | 47000 | 9 | 29400 | 1 | HRCU-A-CB |  |  | 340 | 1053 | Yes
5250235 | Discontinued | Systems | SXT+ R410A HP | KEEPRITE | CCH648GKA* |  | ENH4X60*24** | *8MX*1102120** | 46500 | 12.5 | 15.2 | 47000 | 9 | 29000 | 1 | HRCU-A-CB |  |  | 362 | 1053 | Yes
5250361 | Discontinued | Systems | SXT+ R410A HP | KEEPRITE | CCH648GKA* |  | ENH4X60*24** | *9MV*1002120A** | 46000 | 12.5 | 15.2 | 46000 | 9 | 30400 | 1 | HRCU-A-CB |  |  | 358 | 1053 | Yes
5250291 | Discontinued | Systems | SXT+ R410A HP | KEEPRITE | CCH648GKA* |  | ENH4X60*24**+WALLCON | *8MV*1352422** | 46000 | 12.5 | 16 | 47000 | 9 | 29400 | 1 | HRCU-A-CB |  |  | 340 | 1053 | Yes
5250298 | Discontinued | Systems | SXT+ R410A HP | KEEPRITE | CCH648GKA* |  | FCM4X48****+WALLCON |  | 46000 | 12.5 | 16 | 46500 | 9 | 29400 | 1 | HRCU-A-CB |  |  | 340 | 1053 | Yes
5250299 | Discontinued | Systems | SXT+ R410A HP | KEEPRITE | CCH648GKA* |  | FCM4X60****+WALLCON |  | 46500 | 12.7 | 16.2 | 47000 | 9 | 29400 | 1 | HRCU-A-CB |  |  | 340 | 1053 | Yes
5250203 | Discontinued | Systems | SXT+ R410A HP | KEEPRITE | CCH648GKA* |  | FVM4X48**** |  | 46500 | 12.5 | 16 | 46500 | 9 | 29400 | 1 | HRCU-A-CB | Yes |  | 344 | 1053 | Yes
5250232 | Discontinued | Systems | SXT+ R410A HP | KEEPRITE | CCH648GKA* |  | FVM4X60**** |  | 47500 | 12.7 | 16.2 | 47000 | 9 | 29200 | 1 | HRCU-A-CB |  |  | 347 | 1053 | Yes
5488388 | Active | Systems | SXT+ R410A HP | KEEPRITE | CCH648GKA2* |  | EA*4X60*21A* | MV16**21C* | 46500 | 12.5 | 16 | 47000 | 8.5 | 29400 | 1 | HRCU-A-CB |  |  | 344 | 1115 | Yes
5488389 | Active | Systems | SXT+ R410A HP | KEEPRITE | CCH648GKA2* |  | EA*4X60*24A* | MV16**21C* | 46500 | 12.5 | 15.7 | 47000 | 8.5 | 29400 | 1 | HRCU-A-CB |  |  | 351 | 1115 | Yes
5488390 | Active | Systems | SXT+ R410A HP | KEEPRITE | CCH648GKA2* |  | EA*4X60*24A* | MV20**24C* | 46000 | 12.5 | 16 | 46500 | 8.5 | 29200 | 1 | HRCU-A-CB |  |  | 340 | 1115 | Yes
5488249 | Active | Systems | SXT+ R410A HP | KEEPRITE | CCH648GKA2* |  | EA*4X60*24A*+WALLCON | *8MV*1352422** | 46500 | 12.5 | 16 | 47000 | 8.5 | 29400 | 1 | HRCU-A-CB |  |  | 344 | 1115 | Yes
5488264 | Active | Systems | SXT+ R410A HP | KEEPRITE | CCH648GKA2* |  | EHD4X48A**+WALLCON | *8MV*1352422** | 46000 | 12.5 | 15.7 | 47000 | 9 | 29400 | 1 | HRCU-A-CB |  |  | 347 | 1053 | Yes
5488220 | Active | Systems | SXT+ R410A HP | KEEPRITE | CCH648GKA2* |  | EHD4X60A** | *8MX*1102120** | 47000 | 12.5 | 15.5 | 47000 | 9 | 29400 | 1 | HRCU-A-CB |  |  | 359 | 1053 | Yes
5488221 | Active | Systems | SXT+ R410A HP | KEEPRITE | CCH648GKA2* |  | EHD4X60A** | *8MX*1352420** | 47000 | 12.5 | 15.7 | 47000 | 9 | 29600 | 1 | HRCU-A-CB |  |  | 354 | 1053 | Yes
5488382 | Active | Systems | SXT+ R410A HP | KEEPRITE | CCH648GKA2* |  | EHD4X60A** | *9MV*0802120A** | 46000 | 12.5 | 15.7 | 46500 | 8.5 | 29200 | 1 | HRCU-A-CB |  |  | 347 | 1115 | Yes
5488383 | Active | Systems | SXT+ R410A HP | KEEPRITE | CCH648GKA2* |  | EHD4X60A** | *9MV*1002120A** | 46000 | 12.5 | 15.7 | 46500 | 8.5 | 29200 | 1 | HRCU-A-CB |  |  | 347 | 1115 | Yes
5488384 | Active | Systems | SXT+ R410A HP | KEEPRITE | CCH648GKA2* |  | EHD4X60A** | *9MV*1202422A** | 46500 | 12.5 | 15.7 | 46500 | 8.5 | 29200 | 1 | HRCU-A-CB |  |  | 351 | 1115 | Yes
5488401 | Active | Systems | SXT+ R410A HP | KEEPRITE | CCH648GKA2* |  | EHD4X60A** | MV16**21C* | 46500 | 12.5 | 16 | 47000 | 8.8 | 29400 | 1 | HRCU-A-CB |  |  | 344 | 1077 | Yes
5488402 | Active | Systems | SXT+ R410A HP | KEEPRITE | CCH648GKA2* |  | EHD4X60A** | MV20**24C* | 46500 | 12.5 | 16.2 | 46500 | 8.8 | 29200 | 1 | HRCU-A-CB |  |  | 340 | 1077 | Yes
5488265 | Active | Systems | SXT+ R410A HP | KEEPRITE | CCH648GKA2* |  | EHD4X60A**+WALLCON | *8MV*0901716** | 46500 | 12.5 | 16 | 47000 | 9 | 29600 | 1 | HRCU-A-CB |  |  | 344 | 1053 | Yes
5488266 | Active | Systems | SXT+ R410A HP | KEEPRITE | CCH648GKA2* |  | EHD4X60A**+WALLCON | *8MV*1102120** | 46500 | 12.5 | 16 | 47000 | 9 | 29600 | 1 | HRCU-A-CB |  |  | 344 | 1053 | Yes
5488267 | Active | Systems | SXT+ R410A HP | KEEPRITE | CCH648GKA2* |  | EHD4X60A**+WALLCON | *8MV*1352422** | 46500 | 12.5 | 16.2 | 47000 | 9 | 29400 | 1 | HRCU-A-CB |  |  | 340 | 1053 | Yes
5488253 | Active | Systems | SXT+ R410A HP | KEEPRITE | CCH648GKA2* |  | EN(A,D)4X48*24**+WALLCON | *8MV*1352422** | 45500 | 12.5 | 15.7 | 46500 | 8.5 | 29200 | 1 | HRCU-A-CB |  |  | 343 | 1115 | Yes
5488196 | Active | Systems | SXT+ R410A HP | KEEPRITE | CCH648GKA2* |  | EN(A,D,W)4X60*24** | *8MX*1102120** | 46500 | 12.5 | 16 | 47000 | 9 | 29400 | 1 | HRCU-A-CB |  |  | 344 | 1053 | Yes
5488368 | Active | Systems | SXT+ R410A HP | KEEPRITE | CCH648GKA2* |  | EN(A,D,W)4X60*24** | *9MV*0802120A** | 46000 | 12.5 | 15.5 | 46500 | 8.5 | 29200 | 1 | HRCU-A-CB |  |  | 351 | 1115 | Yes
5488369 | Active | Systems | SXT+ R410A HP | KEEPRITE | CCH648GKA2* |  | EN(A,D,W)4X60*24** | *9MV*1002120A** | 46000 | 12.5 | 15.7 | 46000 | 8.5 | 29200 | 1 | HRCU-A-CB |  |  | 347 | 1115 | Yes
5488370 | Active | Systems | SXT+ R410A HP | KEEPRITE | CCH648GKA2* |  | EN(A,D,W)4X60*24** | *9MV*1202422A** | 46000 | 12.5 | 15.7 | 46500 | 8.5 | 29200 | 1 | HRCU-A-CB |  |  | 347 | 1115 | Yes
5488394 | Active | Systems | SXT+ R410A HP | KEEPRITE | CCH648GKA2* |  | EN(A,D,W)4X60*24** | MV16**21C* | 46500 | 12.5 | 16 | 47000 | 9 | 29400 | 1 | HRCU-A-CB |  |  | 344 | 1053 | Yes
5488395 | Active | Systems | SXT+ R410A HP | KEEPRITE | CCH648GKA2* |  | EN(A,D,W)4X60*24** | MV20**24C* | 46000 | 12.5 | 16 | 46500 | 8.5 | 29200 | 1 | HRCU-A-CB |  |  | 340 | 1115 | Yes
5488254 | Active | Systems | SXT+ R410A HP | KEEPRITE | CCH648GKA2* |  | EN(A,D,W)4X60*24**+WALLCON | *8MV*1102120** | 46500 | 12.5 | 16 | 47000 | 9 | 29400 | 1 | HRCU-A-CB |  |  | 344 | 1053 | Yes
5488255 | Active | Systems | SXT+ R410A HP | KEEPRITE | CCH648GKA2* |  | EN(A,D,W)4X60*24**+WALLCON | *8MV*1352422** | 46500 | 12.5 | 16 | 47000 | 9 | 29400 | 1 | HRCU-A-CB |  |  | 344 | 1053 | Yes
5488326 | Active | Systems | SXT+ R410A HP | KEEPRITE | CCH648GKA2* |  | EN(A,D,W)4X60*24**+WALLCON | *9MA*1002122A** | 46000 | 12.5 | 15.7 | 47000 | 9 | 29400 | 1 | HRCU-A-CB |  |  | 347 | 1053 | Yes
5488212 | Active | Systems | SXT+ R410A HP | KEEPRITE | CCH648GKA2* |  | ENH4X60*24** | *8MX*1102120** | 46500 | 12.5 | 15.5 | 47000 | 9 | 29400 | 1 | HRCU-A-CB |  |  | 355 | 1053 | Yes
5488374 | Active | Systems | SXT+ R410A HP | KEEPRITE | CCH648GKA2* |  | ENH4X60*24** | *9MV*0802120A** | 46000 | 12.5 | 15.5 | 46500 | 8.5 | 29200 | 1 | HRCU-A-CB |  |  | 351 | 1115 | Yes
5488375 | Active | Systems | SXT+ R410A HP | KEEPRITE | CCH648GKA2* |  | ENH4X60*24** | *9MV*1002120A** | 46000 | 12.5 | 15.7 | 46000 | 8.5 | 29200 | 1 | HRCU-A-CB |  |  | 347 | 1115 | Yes
5488376 | Active | Systems | SXT+ R410A HP | KEEPRITE | CCH648GKA2* |  | ENH4X60*24** | *9MV*1202422A** | 46000 | 12.5 | 15.7 | 46500 | 8.5 | 29200 | 1 | HRCU-A-CB |  |  | 347 | 1115 | Yes
5488397 | Active | Systems | SXT+ R410A HP | KEEPRITE | CCH648GKA2* |  | ENH4X60*24** | MV16**21C* | 46500 | 12.5 | 16 | 47000 | 9 | 29400 | 1 | HRCU-A-CB |  |  | 344 | 1053 | Yes
5488398 | Active | Systems | SXT+ R410A HP | KEEPRITE | CCH648GKA2* |  | ENH4X60*24** | MV20**24C* | 46000 | 12.5 | 16 | 46500 | 8.5 | 29200 | 1 | HRCU-A-CB |  |  | 340 | 1115 | Yes
5488259 | Active | Systems | SXT+ R410A HP | KEEPRITE | CCH648GKA2* |  | ENH4X60*24**+WALLCON | *8MV*0901716** | 46000 | 12.5 | 15.7 | 47000 | 9 | 29600 | 1 | HRCU-A-CB |  |  | 347 | 1053 | Yes
5488260 | Active | Systems | SXT+ R410A HP | KEEPRITE | CCH648GKA2* |  | ENH4X60*24**+WALLCON | *8MV*1102120** | 46500 | 12.5 | 16 | 47000 | 9 | 29400 | 1 | HRCU-A-CB |  |  | 344 | 1053 | Yes
5488261 | Active | Systems | SXT+ R410A HP | KEEPRITE | CCH648GKA2* |  | ENH4X60*24**+WALLCON | *8MV*1352422** | 46500 | 12.5 | 16 | 47000 | 9 | 29400 | 1 | HRCU-A-CB |  |  | 344 | 1053 | Yes
5488268 | Active | Systems | SXT+ R410A HP | KEEPRITE | CCH648GKA2* |  | FCM4X48****+WALLCON |  | 46000 | 12.5 | 16 | 46500 | 9 | 29400 | 1 | HRCU-A-CB |  |  | 340 | 1053 | Yes
5488269 | Active | Systems | SXT+ R410A HP | KEEPRITE | CCH648GKA2* |  | FCM4X60****+WALLCON |  | 47000 | 12.7 | 16.2 | 47000 | 9 | 29200 | 1 | HRCU-A-CB |  |  | 344 | 1053 | Yes
5488182 | Active | Systems | SXT+ R410A HP | KEEPRITE | CCH648GKA2* |  | FVM4X48**** |  | 47000 | 12.5 | 16 | 46500 | 9 | 29200 | 1 | HRCU-A-CB | Yes |  | 348 | 1053 | Yes
5488209 | Active | Systems | SXT+ R410A HP | KEEPRITE | CCH648GKA2* |  | FVM4X60**** |  | 47500 | 12.7 | 16.5 | 47000 | 9 | 29200 | 1 | HRCU-A-CB |  |  | 341 | 1053 | Yes
5251342 | Discontinued | Systems | SXT+ R410A HP | KEEPRITE | CCH660GKA |  | EHD4X60A**+WALLCON | *8MV*1352422** | 55000 | 12.5 | 15.5 | 57500 | 9 | 36800 | 1 | HRCU-A-CB |  |  | 420 | 1264 | Yes
5251343 | Discontinued | Systems | SXT+ R410A HP | KEEPRITE | CCH660GKA |  | FCM4X60****+WALLCON |  | 55500 | 12.5 | 15.7 | 57500 | 9 | 36600 | 1 | HRCU-A-CB |  |  | 419 | 1264 | Yes
5251315 | Discontinued | Systems | SXT+ R410A HP | KEEPRITE | CCH660GKA |  | FVM4X60**** |  | 56500 | 12.5 | 15.7 | 57000 | 9 | 36600 | 1 | HRCU-A-CB | Yes |  | 426 | 1264 | Yes
5489303 | Active | Systems | SXT+ R410A HP | KEEPRITE | CCH660GKA2* |  | EHD4X60A**+WALLCON | *8MV*1352422** | 55000 | 12.5 | 15.7 | 57500 | 9 | 36400 | 1 | HRCU-A-CB |  |  | 415 | 1264 | Yes
5489299 | Active | Systems | SXT+ R410A HP | KEEPRITE | CCH660GKA2* |  | EN(A,D,W)4X60*24**+WALLCON | *8MV*1352422** | 55000 | 12.5 | 15.5 | 57000 | 8.5 | 36400 | 1 | HRCU-A-CB |  |  | 420 | 1339 | Yes
5489301 | Active | Systems | SXT+ R410A HP | KEEPRITE | CCH660GKA2* |  | ENH4X60*24**+WALLCON | *8MV*1352422** | 55000 | 12.5 | 15.5 | 57000 | 8.5 | 36400 | 1 | HRCU-A-CB |  |  | 420 | 1339 | Yes
5489304 | Active | Systems | SXT+ R410A HP | KEEPRITE | CCH660GKA2* |  | FCM4X60****+WALLCON |  | 55500 | 12.7 | 16 | 57500 | 9 | 36000 | 1 | HRCU-A-CB |  |  | 411 | 1264 | Yes
5489279 | Active | Systems | SXT+ R410A HP | KEEPRITE | CCH660GKA2* |  | FVM4X60**** |  | 56500 | 12.5 | 16 | 57000 | 9 | 36000 | 1 | HRCU-A-CB | Yes |  | 418 | 1264 | Yes
5252986 | Discontinued | Systems | SXT+ R410A HP | KEEPRITE | CCH924GKA* |  | EA*4X24*14A* | *8MX*0451408** | 23800 | 12.7 | 16.7 | 25200 | 9 | 15100 | 1 | HRCU-A-CB |  |  | 169 | 527 | Yes
5427711 | Discontinued | Systems | SXT+ R410A HP | KEEPRITE | CCH924GKA* |  | EA*4X24*14A* | MV08**14C* | 23800 | 13 | 17 | 24400 | 9 | 14900 | 1 | HRCU-A-CB |  |  | 166 | 527 | Yes
5252844 | Discontinued | Systems | SXT+ R410A HP | KEEPRITE | CCH924GKA* |  | EA*4X24*14A*+WALLCON | *8MV*0701412** | 24400 | 13 | 17 | 25400 | 9.5 | 15200 | 1 | HRCU-A-CB |  |  | 170 | 499 | Yes
5252987 | Discontinued | Systems | SXT+ R410A HP | KEEPRITE | CCH924GKA* |  | EA*4X24*17A* | *8MX*0451408** | 24000 | 12.7 | 16.7 | 25200 | 9 | 15100 | 1 | HRCU-A-CB |  |  | 170 | 527 | Yes
5253065 | Discontinued | Systems | SXT+ R410A HP | KEEPRITE | CCH924GKA* |  | EA*4X24*17A* | *9MV*0601714A** | 24200 | 12.7 | 16.7 | 25400 | 9 | 15300 | 1 | HRCU-A-CB |  |  | 172 | 527 | Yes
5253066 | Discontinued | Systems | SXT+ R410A HP | KEEPRITE | CCH924GKA* |  | EA*4X24*17A* | *9MV*0801716A** | 24400 | 13 | 17 | 25400 | 9 | 15200 | 1 | HRCU-A-CB |  |  | 170 | 527 | Yes
5252957 | Discontinued | Systems | SXT+ R410A HP | KEEPRITE | CCH924GKA* |  | EA*4X24*17A* | *9MX*0601714A** | 24800 | 12.7 | 16.7 | 26000 | 9 | 15600 | 1 | HRCU-A-CB |  |  | 176 | 527 | Yes
5427712 | Discontinued | Systems | SXT+ R410A HP | KEEPRITE | CCH924GKA* |  | EA*4X24*17A* | MV08**14C* | 23800 | 13 | 17 | 24400 | 9 | 14800 | 1 | HRCU-A-CB |  |  | 166 | 527 | Yes
5427713 | Discontinued | Systems | SXT+ R410A HP | KEEPRITE | CCH924GKA* |  | EA*4X24*17A* | MV12**17C* | 24000 | 13.2 | 17.2 | 25000 | 9 | 14900 | 1 | HRCU-A-CB |  |  | 165 | 527 | Yes
5253003 | Discontinued | Systems | SXT+ R410A HP | KEEPRITE | CCH924GKA* |  | EA*4X24*17A* | NOMV106D12* | 24400 | 12.7 | 16.7 | 25600 | 9 | 15300 | 1 | HRCU-A-CB |  |  | 173 | 527 | Yes
5690277 | Active | Systems | SXT+ R410A HP | KEEPRITE | CCH924GKA* |  | EA*4X24*17A* | OLV098A12* | 24000 | 12.7 | 16.2 | 25200 | 8.5 | 15100 | 1 | HRCU-A-CB |  |  | 175 | 558 | Yes
5690175 | Active | Systems | SXT+ R410A HP | KEEPRITE | CCH924GKA* |  | EA*4X24*17A* | OMV098J12* | 24000 | 12.7 | 16.7 | 25200 | 9 | 15100 | 1 | HRCU-A-CB |  |  | 170 | 527 | Yes
5253019 | Discontinued | Systems | SXT+ R410A HP | KEEPRITE | CCH924GKA* |  | EA*4X24*17A* | OMV112K14A | 23800 | 13 | 17 | 25000 | 9 | 14900 | 1 | HRCU-A-CB |  |  | 166 | 527 | Yes
5252847 | Discontinued | Systems | SXT+ R410A HP | KEEPRITE | CCH924GKA* |  | EA*4X24*17A*+WALLCON | *8MV*0701412** | 24400 | 13.2 | 17.2 | 25400 | 9.5 | 15200 | 1 | HRCU-A-CB |  |  | 168 | 499 | Yes
5252848 | Discontinued | Systems | SXT+ R410A HP | KEEPRITE | CCH924GKA* |  | EA*4X24*17A*+WALLCON | *8MV*0901716** | 24600 | 13.2 | 17.5 | 25400 | 9.5 | 15100 | 1 | HRCU-A-CB |  |  | 166 | 499 | Yes
5252845 | Discontinued | Systems | SXT+ R410A HP | KEEPRITE | CCH924GKA* |  | EA*4X24*17A*+WALLCON | *9MA*0601714A** | 24400 | 12.7 | 16.5 | 25600 | 9 | 15300 | 1 | HRCU-A-CB |  |  | 175 | 527 | Yes
5252846 | Discontinued | Systems | SXT+ R410A HP | KEEPRITE | CCH924GKA* |  | EA*4X24*17A*+WALLCON | *9MA*0801714A** | 24400 | 13 | 16.7 | 25600 | 9.5 | 15300 | 1 | HRCU-A-CB |  |  | 173 | 499 | Yes
5252988 | Discontinued | Systems | SXT+ R410A HP | KEEPRITE | CCH924GKA* |  | EA*4X30*14A* | *8MX*0451408** | 24000 | 12.7 | 16.7 | 25200 | 9 | 15100 | 1 | HRCU-A-CB |  |  | 170 | 527 | Yes
5427714 | Discontinued | Systems | SXT+ R410A HP | KEEPRITE | CCH924GKA* |  | EA*4X30*14A* | MV08**14C* | 23800 | 13 | 17 | 24400 | 9 | 14900 | 1 | HRCU-A-CB |  |  | 166 | 527 | Yes
5252849 | Discontinued | Systems | SXT+ R410A HP | KEEPRITE | CCH924GKA* |  | EA*4X30*14A*+WALLCON | *8MV*0701412** | 24600 | 13.2 | 17.2 | 25600 | 9.5 | 15200 | 1 | HRCU-A-CB |  |  | 169 | 499 | Yes
5252989 | Discontinued | Systems | SXT+ R410A HP | KEEPRITE | CCH924GKA* |  | EA*4X30*17A* | *8MX*0451408** | 24000 | 13 | 16.7 | 25200 | 9 | 15100 | 1 | HRCU-A-CB |  |  | 170 | 527 | Yes
5253069 | Discontinued | Systems | SXT+ R410A HP | KEEPRITE | CCH924GKA* |  | EA*4X30*17A* | *9MV*0601714A** | 24400 | 12.7 | 16.7 | 25600 | 9 | 15300 | 1 | HRCU-A-CB |  |  | 173 | 527 | Yes
5253070 | Discontinued | Systems | SXT+ R410A HP | KEEPRITE | CCH924GKA* |  | EA*4X30*17A* | *9MV*0801716A** | 24400 | 13 | 17 | 25600 | 9.5 | 15300 | 1 | HRCU-A-CB |  |  | 170 | 499 | Yes
5252960 | Discontinued | Systems | SXT+ R410A HP | KEEPRITE | CCH924GKA* |  | EA*4X30*17A* | *9MX*0601714A** | 24800 | 12.7 | 17 | 26200 | 9.5 | 15700 | 1 | HRCU-A-CB |  |  | 173 | 499 | Yes
5427715 | Discontinued | Systems | SXT+ R410A HP | KEEPRITE | CCH924GKA* |  | EA*4X30*17A* | MV08**14C* | 23800 | 13 | 17 | 24400 | 9 | 14900 | 1 | HRCU-A-CB |  |  | 166 | 527 | Yes
5427716 | Discontinued | Systems | SXT+ R410A HP | KEEPRITE | CCH924GKA* |  | EA*4X30*17A* | MV12**17C* | 24000 | 13.2 | 17.2 | 25000 | 9 | 14900 | 1 | HRCU-A-CB |  |  | 165 | 527 | Yes
5253004 | Discontinued | Systems | SXT+ R410A HP | KEEPRITE | CCH924GKA* |  | EA*4X30*17A* | NOMV106D12* | 24400 | 13 | 16.7 | 25600 | 9 | 15300 | 1 | HRCU-A-CB |  |  | 173 | 527 | Yes
5690287 | Active | Systems | SXT+ R410A HP | KEEPRITE | CCH924GKA* |  | EA*4X30*17A* | OLV098A12* | 24000 | 12.7 | 16.2 | 25200 | 8.5 | 15100 | 1 | HRCU-A-CB |  |  | 175 | 558 | Yes
5690178 | Active | Systems | SXT+ R410A HP | KEEPRITE | CCH924GKA* |  | EA*4X30*17A* | OMV098J12* | 24000 | 12.7 | 16.7 | 25200 | 9 | 15100 | 1 | HRCU-A-CB |  |  | 170 | 527 | Yes
5253021 | Discontinued | Systems | SXT+ R410A HP | KEEPRITE | CCH924GKA* |  | EA*4X30*17A* | OMV112K14A | 23800 | 13 | 17.2 | 25000 | 9 | 14900 | 1 | HRCU-A-CB |  |  | 164 | 527 | Yes
5252852 | Discontinued | Systems | SXT+ R410A HP | KEEPRITE | CCH924GKA* |  | EA*4X30*17A*+WALLCON | *8MV*0701412** | 24600 | 13.2 | 17.2 | 25400 | 9.5 | 15200 | 1 | HRCU-A-CB |  |  | 169 | 499 | Yes
5252853 | Discontinued | Systems | SXT+ R410A HP | KEEPRITE | CCH924GKA* |  | EA*4X30*17A*+WALLCON | *8MV*0901716** | 24600 | 13.2 | 17.5 | 25400 | 9.5 | 15200 | 1 | HRCU-A-CB |  |  | 166 | 499 | Yes
5252850 | Discontinued | Systems | SXT+ R410A HP | KEEPRITE | CCH924GKA* |  | EA*4X30*17A*+WALLCON | *9MA*0601714A** | 24400 | 13 | 16.5 | 25600 | 9.5 | 15300 | 1 | HRCU-A-CB |  |  | 175 | 499 | Yes
5252851 | Discontinued | Systems | SXT+ R410A HP | KEEPRITE | CCH924GKA* |  | EA*4X30*17A*+WALLCON | *9MA*0801714A** | 24400 | 13 | 17 | 25600 | 9.5 | 15300 | 1 | HRCU-A-CB |  |  | 170 | 499 | Yes
5252990 | Discontinued | Systems | SXT+ R410A HP | KEEPRITE | CCH924GKA* |  | EA*4X36*14A* | *8MX*0451408** | 24000 | 12.7 | 16.7 | 25200 | 9 | 15100 | 1 | HRCU-A-CB |  |  | 170 | 527 | Yes
5427717 | Discontinued | Systems | SXT+ R410A HP | KEEPRITE | CCH924GKA* |  | EA*4X36*14A* | MV08**14C* | 23800 | 13 | 17 | 25000 | 9 | 14900 | 1 | HRCU-A-CB |  |  | 166 | 527 | Yes
5252854 | Discontinued | Systems | SXT+ R410A HP | KEEPRITE | CCH924GKA* |  | EA*4X36*14A*+WALLCON | *8MV*0701412** | 24600 | 13.2 | 17.2 | 25600 | 9.5 | 15200 | 1 | HRCU-A-CB |  |  | 169 | 499 | Yes
5252991 | Discontinued | Systems | SXT+ R410A HP | KEEPRITE | CCH924GKA* |  | EA*4X36*17A* | *8MX*0451408** | 24200 | 13 | 16.7 | 25400 | 9 | 15200 | 1 | HRCU-A-CB |  |  | 172 | 527 | Yes
5253073 | Discontinued | Systems | SXT+ R410A HP | KEEPRITE | CCH924GKA* |  | EA*4X36*17A* | *9MV*0601714A** | 24400 | 13 | 16.7 | 25600 | 9 | 15300 | 1 | HRCU-A-CB |  |  | 173 | 527 | Yes
5253074 | Discontinued | Systems | SXT+ R410A HP | KEEPRITE | CCH924GKA* |  | EA*4X36*17A* | *9MV*0801716A** | 24600 | 13 | 17 | 25600 | 9.5 | 15300 | 1 | HRCU-A-CB |  |  | 171 | 499 | Yes
5252963 | Discontinued | Systems | SXT+ R410A HP | KEEPRITE | CCH924GKA* |  | EA*4X36*17A* | *9MX*0601714A** | 25000 | 12.7 | 17 | 26200 | 9.5 | 15700 | 1 | HRCU-A-CB |  |  | 174 | 499 | Yes
5427718 | Discontinued | Systems | SXT+ R410A HP | KEEPRITE | CCH924GKA* |  | EA*4X36*17A* | MV08**14C* | 23800 | 13.2 | 17.2 | 24400 | 9 | 14900 | 1 | HRCU-A-CB |  |  | 164 | 527 | Yes
5427719 | Discontinued | Systems | SXT+ R410A HP | KEEPRITE | CCH924GKA* |  | EA*4X36*17A* | MV12**17C* | 24000 | 13.2 | 17.2 | 25000 | 9 | 14900 | 1 | HRCU-A-CB |  |  | 165 | 527 | Yes
5253005 | Discontinued | Systems | SXT+ R410A HP | KEEPRITE | CCH924GKA* |  | EA*4X36*17A* | NOMV106D12* | 24600 | 13 | 16.7 | 25600 | 9 | 15300 | 1 | HRCU-A-CB |  |  | 174 | 527 | Yes
5690292 | Active | Systems | SXT+ R410A HP | KEEPRITE | CCH924GKA* |  | EA*4X36*17A* | OLV098A12* | 24000 | 13 | 16.5 | 25200 | 8.5 | 15100 | 1 | HRCU-A-CB |  |  | 172 | 558 | Yes
5690186 | Active | Systems | SXT+ R410A HP | KEEPRITE | CCH924GKA* |  | EA*4X36*17A* | OMV098J12* | 24000 | 12.7 | 17 | 25200 | 9 | 15100 | 1 | HRCU-A-CB |  |  | 167 | 527 | Yes
5253023 | Discontinued | Systems | SXT+ R410A HP | KEEPRITE | CCH924GKA* |  | EA*4X36*17A* | OMV112K14A | 24000 | 13 | 17.2 | 25000 | 9 | 14900 | 1 | HRCU-A-CB |  |  | 165 | 527 | Yes
5252857 | Discontinued | Systems | SXT+ R410A HP | KEEPRITE | CCH924GKA* |  | EA*4X36*17A*+WALLCON | *8MV*0701412** | 24600 | 13.2 | 17.2 | 25600 | 9.5 | 15200 | 1 | HRCU-A-CB |  |  | 169 | 499 | Yes
5252858 | Discontinued | Systems | SXT+ R410A HP | KEEPRITE | CCH924GKA* |  | EA*4X36*17A*+WALLCON | *8MV*0901716** | 24600 | 13.5 | 17.7 | 25400 | 9.5 | 15200 | 1 | HRCU-A-CB |  |  | 165 | 499 | Yes
5252855 | Discontinued | Systems | SXT+ R410A HP | KEEPRITE | CCH924GKA* |  | EA*4X36*17A*+WALLCON | *9MA*0601714A** | 24400 | 13 | 16.7 | 25600 | 9.5 | 15300 | 1 | HRCU-A-CB |  |  | 173 | 499 | Yes
5252856 | Discontinued | Systems | SXT+ R410A HP | KEEPRITE | CCH924GKA* |  | EA*4X36*17A*+WALLCON | *9MA*0801714A** | 24600 | 13 | 17 | 25600 | 9.5 | 15300 | 1 | HRCU-A-CB |  |  | 171 | 499 | Yes
5253075 | Discontinued | Systems | SXT+ R410A HP | KEEPRITE | CCH924GKA* |  | EA*4X36*21A* | *9MV*0601714A** | 24600 | 13 | 17 | 25600 | 9.5 | 15300 | 1 | HRCU-A-CB |  |  | 171 | 499 | Yes
5253076 | Discontinued | Systems | SXT+ R410A HP | KEEPRITE | CCH924GKA* |  | EA*4X36*21A* | *9MV*0801716A** | 24600 | 13.2 | 17.2 | 25600 | 9.5 | 15300 | 1 | HRCU-A-CB |  |  | 169 | 499 | Yes
5253077 | Discontinued | Systems | SXT+ R410A HP | KEEPRITE | CCH924GKA* |  | EA*4X36*21A* | *9MV*0802120A** | 24600 | 13.2 | 17.2 | 25400 | 9.5 | 15200 | 1 | HRCU-A-CB |  |  | 169 | 499 | Yes
5253078 | Discontinued | Systems | SXT+ R410A HP | KEEPRITE | CCH924GKA* |  | EA*4X36*21A* | *9MV*1002120A** | 24800 | 13.5 | 17.5 | 25600 | 10 | 15300 | 1 | HRCU-A-CB |  |  | 168 | 474 | Yes
5427720 | Discontinued | Systems | SXT+ R410A HP | KEEPRITE | CCH924GKA* |  | EA*4X36*21A* | MV12**17C* | 24000 | 13.2 | 17.2 | 25000 | 9 | 14900 | 1 | HRCU-A-CB |  |  | 165 | 527 | Yes
5253006 | Discontinued | Systems | SXT+ R410A HP | KEEPRITE | CCH924GKA* |  | EA*4X36*21A* | NOMV106D12* | 24600 | 13 | 16.7 | 25600 | 9 | 15200 | 1 | HRCU-A-CB |  |  | 174 | 527 | Yes
5690302 | Active | Systems | SXT+ R410A HP | KEEPRITE | CCH924GKA* |  | EA*4X36*21A* | OLV098A12* | 24000 | 13 | 16.5 | 25200 | 8.5 | 15100 | 1 | HRCU-A-CB |  |  | 172 | 558 | Yes
5690196 | Active | Systems | SXT+ R410A HP | KEEPRITE | CCH924GKA* |  | EA*4X36*21A* | OMV098J12* | 24000 | 13 | 17 | 25200 | 9 | 15100 | 1 | HRCU-A-CB |  |  | 167 | 527 | Yes
5253025 | Discontinued | Systems | SXT+ R410A HP | KEEPRITE | CCH924GKA* |  | EA*4X36*21A* | OMV112K14A | 24000 | 13.2 | 17.2 | 25000 | 9 | 14900 | 1 | HRCU-A-CB |  |  | 165 | 527 | Yes
5252864 | Discontinued | Systems | SXT+ R410A HP | KEEPRITE | CCH924GKA* |  | EA*4X36*21A*+WALLCON | *8MV*0901716** | 24600 | 13.5 | 17.7 | 25400 | 9.5 | 15100 | 1 | HRCU-A-CB |  |  | 165 | 499 | Yes
5252865 | Discontinued | Systems | SXT+ R410A HP | KEEPRITE | CCH924GKA* |  | EA*4X36*21A*+WALLCON | *8MV*1102120** | 24600 | 13.5 | 17.7 | 25400 | 10 | 15200 | 1 | HRCU-A-CB |  |  | 165 | 474 | Yes
5252859 | Discontinued | Systems | SXT+ R410A HP | KEEPRITE | CCH924GKA* |  | EA*4X36*21A*+WALLCON | *9MA*0601714A** | 24600 | 13 | 16.7 | 25600 | 9.5 | 15300 | 1 | HRCU-A-CB |  |  | 174 | 499 | Yes
5252861 | Discontinued | Systems | SXT+ R410A HP | KEEPRITE | CCH924GKA* |  | EA*4X36*21A*+WALLCON | *9MA*0602120A** | 24600 | 13.2 | 17 | 25600 | 9.5 | 15300 | 1 | HRCU-A-CB |  |  | 171 | 499 | Yes
5252860 | Discontinued | Systems | SXT+ R410A HP | KEEPRITE | CCH924GKA* |  | EA*4X36*21A*+WALLCON | *9MA*0801714A** | 24600 | 13.2 | 17 | 25600 | 9.5 | 15300 | 1 | HRCU-A-CB |  |  | 171 | 499 | Yes
5252862 | Discontinued | Systems | SXT+ R410A HP | KEEPRITE | CCH924GKA* |  | EA*4X36*21A*+WALLCON | *9MA*0802120A** | 24600 | 13.2 | 17.2 | 25600 | 9.5 | 15200 | 1 | HRCU-A-CB |  |  | 169 | 499 | Yes
5252863 | Discontinued | Systems | SXT+ R410A HP | KEEPRITE | CCH924GKA* |  | EA*4X36*21A*+WALLCON | *9MA*1002122A** | 24600 | 13.2 | 17.5 | 25400 | 9.5 | 15200 | 1 | HRCU-A-CB |  |  | 166 | 499 | Yes
5253079 | Discontinued | Systems | SXT+ R410A HP | KEEPRITE | CCH924GKA* |  | ED*4X36F** | *9MV*0601714A** | 24400 | 13 | 16.7 | 25200 | 9.5 | 15300 | 1 | HRCU-A-CB |  |  | 173 | 499 | Yes
5253080 | Discontinued | Systems | SXT+ R410A HP | KEEPRITE | CCH924GKA* |  | ED*4X36F** | *9MV*0801716A** | 24600 | 13 | 17 | 25200 | 9.5 | 15300 | 1 | HRCU-A-CB |  |  | 171 | 499 | Yes
5252964 | Discontinued | Systems | SXT+ R410A HP | KEEPRITE | CCH924GKA* |  | ED*4X36F** | *9MX*0601714A** | 25000 | 12.7 | 17 | 25800 | 9.5 | 15700 | 1 | HRCU-A-CB |  |  | 174 | 499 | Yes
5253007 | Discontinued | Systems | SXT+ R410A HP | KEEPRITE | CCH924GKA* |  | ED*4X36F** | NOMV106D12* | 24600 | 13 | 16.7 | 25200 | 9 | 15300 | 1 | HRCU-A-CB |  |  | 174 | 527 | Yes
5690306 | Active | Systems | SXT+ R410A HP | KEEPRITE | CCH924GKA* |  | ED*4X36F** | OLV098A12* | 24000 | 13 | 16.5 | 24800 | 8.5 | 15100 | 1 | HRCU-A-CB |  |  | 172 | 558 | Yes
5690203 | Active | Systems | SXT+ R410A HP | KEEPRITE | CCH924GKA* |  | ED*4X36F** | OMV098J12* | 24000 | 12.7 | 17 | 24800 | 9 | 15100 | 1 | HRCU-A-CB |  |  | 167 | 527 | Yes
5253027 | Discontinued | Systems | SXT+ R410A HP | KEEPRITE | CCH924GKA* |  | ED*4X36F** | OMV112K14A | 24000 | 13 | 17.2 | 24600 | 9.2 | 14900 | 1 | HRCU-A-CB |  |  | 165 | 515 | Yes
5252868 | Discontinued | Systems | SXT+ R410A HP | KEEPRITE | CCH924GKA* |  | ED*4X36F**+WALLCON | *8MV*0901716** | 24600 | 13.5 | 17.7 | 25000 | 9.7 | 15200 | 1 | HRCU-A-CB |  |  | 165 | 489 | Yes
5252866 | Discontinued | Systems | SXT+ R410A HP | KEEPRITE | CCH924GKA* |  | ED*4X36F**+WALLCON | *9MA*0601714A** | 24400 | 13 | 16.7 | 25200 | 9.5 | 15300 | 1 | HRCU-A-CB |  |  | 173 | 499 | Yes
5252867 | Discontinued | Systems | SXT+ R410A HP | KEEPRITE | CCH924GKA* |  | ED*4X36F**+WALLCON | *9MA*0801714A** | 24600 | 13 | 17 | 25200 | 9.5 | 15300 | 1 | HRCU-A-CB |  |  | 171 | 499 | Yes
5253000 | Discontinued | Systems | SXT+ R410A HP | KEEPRITE | CCH924GKA* |  | EHD4X24A** | *8MX*0451408** | 23800 | 12.7 | 16.5 | 25200 | 9 | 15100 | 1 | HRCU-A-CB |  |  | 171 | 527 | Yes
5253106 | Discontinued | Systems | SXT+ R410A HP | KEEPRITE | CCH924GKA* |  | EHD4X24A** | *9MV*0601714A** | 24400 | 12.7 | 16.5 | 26000 | 9 | 15500 | 1 | HRCU-A-CB |  |  | 175 | 527 | Yes
5253107 | Discontinued | Systems | SXT+ R410A HP | KEEPRITE | CCH924GKA* |  | EHD4X24A** | *9MV*0801716A** | 24200 | 12.7 | 16.7 | 25600 | 9 | 15300 | 1 | HRCU-A-CB |  |  | 172 | 527 | Yes
5253108 | Discontinued | Systems | SXT+ R410A HP | KEEPRITE | CCH924GKA* |  | EHD4X24A** | *9MV*0802120A** | 24600 | 13 | 17 | 25800 | 9 | 15400 | 1 | HRCU-A-CB |  |  | 171 | 527 | Yes
5253109 | Discontinued | Systems | SXT+ R410A HP | KEEPRITE | CCH924GKA* |  | EHD4X24A** | *9MV*1002120A** | 24400 | 13 | 17 | 25600 | 9 | 15200 | 1 | HRCU-A-CB |  |  | 170 | 527 | Yes
5253110 | Discontinued | Systems | SXT+ R410A HP | KEEPRITE | CCH924GKA* |  | EHD4X24A** | *9MV*1202422A** | 24200 | 13 | 17 | 25400 | 9 | 15200 | 1 | HRCU-A-CB |  |  | 169 | 527 | Yes
5252981 | Discontinued | Systems | SXT+ R410A HP | KEEPRITE | CCH924GKA* |  | EHD4X24A** | *9MX*0601714A** | 24600 | 12.7 | 16.7 | 26200 | 9.2 | 15600 | 1 | HRCU-A-CB |  |  | 174 | 515 | Yes
5427736 | Discontinued | Systems | SXT+ R410A HP | KEEPRITE | CCH924GKA* |  | EHD4X24A** | MV08**14C* | 23800 | 13 | 17 | 25000 | 9 | 14900 | 1 | HRCU-A-CB |  |  | 166 | 527 | Yes
5427737 | Discontinued | Systems | SXT+ R410A HP | KEEPRITE | CCH924GKA* |  | EHD4X24A** | MV12**17C* | 24000 | 13 | 17 | 25200 | 9 | 15000 | 1 | HRCU-A-CB |  |  | 167 | 527 | Yes
5253015 | Discontinued | Systems | SXT+ R410A HP | KEEPRITE | CCH924GKA* |  | EHD4X24A** | NOMV106D12* | 24400 | 12.7 | 16.5 | 25800 | 9 | 15400 | 1 | HRCU-A-CB |  |  | 175 | 527 | Yes
5690363 | Active | Systems | SXT+ R410A HP | KEEPRITE | CCH924GKA* |  | EHD4X24A** | OLV098A12* | 24000 | 12.5 | 16 | 25400 | 8.5 | 15200 | 1 | HRCU-A-CB |  |  | 178 | 558 | Yes
5690260 | Active | Systems | SXT+ R410A HP | KEEPRITE | CCH924GKA* |  | EHD4X24A** | OMV098J12* | 24000 | 12.5 | 16.5 | 25400 | 9 | 15200 | 1 | HRCU-A-CB |  |  | 172 | 527 | Yes
5253043 | Discontinued | Systems | SXT+ R410A HP | KEEPRITE | CCH924GKA* |  | EHD4X24A** | OMV112K14A | 23800 | 12.7 | 16.7 | 25200 | 9 | 15000 | 1 | HRCU-A-CB |  |  | 169 | 527 | Yes
5252908 | Discontinued | Systems | SXT+ R410A HP | KEEPRITE | CCH924GKA* |  | EHD4X24A**+WALLCON | *8MV*0701412** | 24600 | 13 | 17 | 25800 | 9.5 | 15300 | 1 | HRCU-A-CB |  |  | 171 | 499 | Yes
5252909 | Discontinued | Systems | SXT+ R410A HP | KEEPRITE | CCH924GKA* |  | EHD4X24A**+WALLCON | *8MV*0901716** | 24600 | 13.2 | 17.2 | 25600 | 9.5 | 15300 | 1 | HRCU-A-CB |  |  | 169 | 499 | Yes
5252910 | Discontinued | Systems | SXT+ R410A HP | KEEPRITE | CCH924GKA* |  | EHD4X24A**+WALLCON | *8MV*1102120** | 24600 | 13 | 17 | 25800 | 9.5 | 15300 | 1 | HRCU-A-CB |  |  | 171 | 499 | Yes
5252911 | Discontinued | Systems | SXT+ R410A HP | KEEPRITE | CCH924GKA* |  | EHD4X24A**+WALLCON | *8MV*1352422** | 24600 | 13.2 | 17 | 25600 | 9.5 | 15300 | 1 | HRCU-A-CB |  |  | 171 | 499 | Yes
5252902 | Discontinued | Systems | SXT+ R410A HP | KEEPRITE | CCH924GKA* |  | EHD4X24A**+WALLCON | *9MA*0601714A** | 24400 | 12.7 | 16.2 | 25800 | 9 | 15500 | 1 | HRCU-A-CB |  |  | 178 | 527 | Yes
5252904 | Discontinued | Systems | SXT+ R410A HP | KEEPRITE | CCH924GKA* |  | EHD4X24A**+WALLCON | *9MA*0602120A** | 24400 | 12.7 | 16.5 | 25800 | 9 | 15400 | 1 | HRCU-A-CB |  |  | 175 | 527 | Yes
5252903 | Discontinued | Systems | SXT+ R410A HP | KEEPRITE | CCH924GKA* |  | EHD4X24A**+WALLCON | *9MA*0801714A** | 24400 | 12.7 | 16.5 | 25800 | 9.5 | 15400 | 1 | HRCU-A-CB |  |  | 175 | 499 | Yes
5252905 | Discontinued | Systems | SXT+ R410A HP | KEEPRITE | CCH924GKA* |  | EHD4X24A**+WALLCON | *9MA*0802120A** | 24600 | 13 | 16.7 | 25800 | 9.5 | 15400 | 1 | HRCU-A-CB |  |  | 174 | 499 | Yes
5252906 | Discontinued | Systems | SXT+ R410A HP | KEEPRITE | CCH924GKA* |  | EHD4X24A**+WALLCON | *9MA*1002122A** | 24600 | 13 | 16.7 | 25800 | 9.5 | 15300 | 1 | HRCU-A-CB |  |  | 174 | 499 | Yes
5252907 | Discontinued | Systems | SXT+ R410A HP | KEEPRITE | CCH924GKA* |  | EHD4X24A**+WALLCON | *9MA*1202422A** | 24600 | 13 | 16.5 | 25800 | 9.5 | 15400 | 1 | HRCU-A-CB |  |  | 177 | 499 | Yes
5253001 | Discontinued | Systems | SXT+ R410A HP | KEEPRITE | CCH924GKA* |  | EHD4X30A** | *8MX*0451408** | 24000 | 13 | 16.7 | 25400 | 9 | 15100 | 1 | HRCU-A-CB |  |  | 170 | 527 | Yes
5253112 | Discontinued | Systems | SXT+ R410A HP | KEEPRITE | CCH924GKA* |  | EHD4X30A** | *9MV*0601714A** | 24400 | 12.7 | 16.7 | 25600 | 9 | 15300 | 1 | HRCU-A-CB |  |  | 173 | 527 | Yes
5253113 | Discontinued | Systems | SXT+ R410A HP | KEEPRITE | CCH924GKA* |  | EHD4X30A** | *9MV*0801716A** | 24400 | 13 | 17 | 25600 | 9 | 15300 | 1 | HRCU-A-CB |  |  | 170 | 527 | Yes
5253114 | Discontinued | Systems | SXT+ R410A HP | KEEPRITE | CCH924GKA* |  | EHD4X30A** | *9MV*0802120A** | 24000 | 13 | 17.2 | 25200 | 9 | 15000 | 1 | HRCU-A-CB |  |  | 165 | 527 | Yes
5253115 | Discontinued | Systems | SXT+ R410A HP | KEEPRITE | CCH924GKA* |  | EHD4X30A** | *9MV*1002120A** | 24600 | 13.2 | 17.2 | 25800 | 9.5 | 15300 | 1 | HRCU-A-CB |  |  | 169 | 499 | Yes
5253116 | Discontinued | Systems | SXT+ R410A HP | KEEPRITE | CCH924GKA* |  | EHD4X30A** | *9MV*1202422A** | 24600 | 13.2 | 17.2 | 25200 | 9.5 | 15300 | 1 | HRCU-A-CB |  |  | 169 | 499 | Yes
5252983 | Discontinued | Systems | SXT+ R410A HP | KEEPRITE | CCH924GKA* |  | EHD4X30A** | *9MX*0601714A** | 25000 | 12.7 | 17 | 26200 | 9.5 | 15700 | 1 | HRCU-A-CB |  |  | 174 | 499 | Yes
5427738 | Discontinued | Systems | SXT+ R410A HP | KEEPRITE | CCH924GKA* |  | EHD4X30A** | MV08**14C* | 23800 | 13.2 | 17.2 | 25000 | 9 | 14900 | 1 | HRCU-A-CB |  |  | 164 | 527 | Yes
5427739 | Discontinued | Systems | SXT+ R410A HP | KEEPRITE | CCH924GKA* |  | EHD4X30A** | MV12**17C* | 24000 | 13.2 | 17.2 | 25200 | 9 | 15000 | 1 | HRCU-A-CB |  |  | 165 | 527 | Yes
5253016 | Discontinued | Systems | SXT+ R410A HP | KEEPRITE | CCH924GKA* |  | EHD4X30A** | NOMV106D12* | 24600 | 12.7 | 16.7 | 25800 | 9 | 15400 | 1 | HRCU-A-CB |  |  | 174 | 527 | Yes
5690370 | Active | Systems | SXT+ R410A HP | KEEPRITE | CCH924GKA* |  | EHD4X30A** | OLV098A12* | 24000 | 12.7 | 16.2 | 25400 | 8.5 | 15100 | 1 | HRCU-A-CB |  |  | 175 | 558 | Yes
5690262 | Active | Systems | SXT+ R410A HP | KEEPRITE | CCH924GKA* |  | EHD4X30A** | OMV098J12* | 24200 | 12.7 | 16.7 | 25400 | 9 | 15200 | 1 | HRCU-A-CB |  |  | 172 | 527 | Yes
5253045 | Discontinued | Systems | SXT+ R410A HP | KEEPRITE | CCH924GKA* |  | EHD4X30A** | OMV112K14A | 24000 | 13 | 17 | 25200 | 9 | 15000 | 1 | HRCU-A-CB |  |  | 167 | 527 | Yes
5252918 | Discontinued | Systems | SXT+ R410A HP | KEEPRITE | CCH924GKA* |  | EHD4X30A**+WALLCON | *8MV*0701412** | 24600 | 13.2 | 17.2 | 25600 | 9.5 | 15300 | 1 | HRCU-A-CB |  |  | 169 | 499 | Yes
5252919 | Discontinued | Systems | SXT+ R410A HP | KEEPRITE | CCH924GKA* |  | EHD4X30A**+WALLCON | *8MV*0901716** | 24800 | 13.2 | 17.5 | 25600 | 9.5 | 15200 | 1 | HRCU-A-CB |  |  | 168 | 499 | Yes
5252920 | Discontinued | Systems | SXT+ R410A HP | KEEPRITE | CCH924GKA* |  | EHD4X30A**+WALLCON | *8MV*1102120** | 24600 | 13.2 | 17.2 | 25600 | 9.5 | 15300 | 1 | HRCU-A-CB |  |  | 169 | 499 | Yes
5252921 | Discontinued | Systems | SXT+ R410A HP | KEEPRITE | CCH924GKA* |  | EHD4X30A**+WALLCON | *8MV*1352422** | 24800 | 13.2 | 17.5 | 25600 | 9.5 | 15200 | 1 | HRCU-A-CB |  |  | 168 | 499 | Yes
5252912 | Discontinued | Systems | SXT+ R410A HP | KEEPRITE | CCH924GKA* |  | EHD4X30A**+WALLCON | *9MA*0601714A** | 24600 | 12.7 | 16.5 | 25800 | 9.5 | 15400 | 1 | HRCU-A-CB |  |  | 177 | 499 | Yes
5252914 | Discontinued | Systems | SXT+ R410A HP | KEEPRITE | CCH924GKA* |  | EHD4X30A**+WALLCON | *9MA*0602120A** | 24600 | 13 | 16.7 | 25800 | 9.5 | 15400 | 1 | HRCU-A-CB |  |  | 174 | 499 | Yes
5252913 | Discontinued | Systems | SXT+ R410A HP | KEEPRITE | CCH924GKA* |  | EHD4X30A**+WALLCON | *9MA*0801714A** | 24600 | 13 | 16.7 | 25800 | 9.5 | 15400 | 1 | HRCU-A-CB |  |  | 174 | 499 | Yes
5252915 | Discontinued | Systems | SXT+ R410A HP | KEEPRITE | CCH924GKA* |  | EHD4X30A**+WALLCON | *9MA*0802120A** | 24600 | 13.2 | 17 | 25800 | 9.5 | 15300 | 1 | HRCU-A-CB |  |  | 171 | 499 | Yes
5252916 | Discontinued | Systems | SXT+ R410A HP | KEEPRITE | CCH924GKA* |  | EHD4X30A**+WALLCON | *9MA*1002122A** | 24600 | 13.2 | 17.2 | 25800 | 9.5 | 15300 | 1 | HRCU-A-CB |  |  | 169 | 499 | Yes
5252917 | Discontinued | Systems | SXT+ R410A HP | KEEPRITE | CCH924GKA* |  | EHD4X30A**+WALLCON | *9MA*1202422A** | 24600 | 13 | 17 | 25800 | 9.5 | 15300 | 1 | HRCU-A-CB |  |  | 171 | 499 | Yes
5253002 | Discontinued | Systems | SXT+ R410A HP | KEEPRITE | CCH924GKA* |  | EHD4X36A** | *8MX*0451408** | 24200 | 13 | 16.7 | 25600 | 9 | 15200 | 1 | HRCU-A-CB |  |  | 172 | 527 | Yes
5253118 | Discontinued | Systems | SXT+ R410A HP | KEEPRITE | CCH924GKA* |  | EHD4X36A** | *9MV*0601714A** | 24400 | 13 | 16.7 | 25800 | 9.5 | 15400 | 1 | HRCU-A-CB |  |  | 173 | 499 | Yes
5253119 | Discontinued | Systems | SXT+ R410A HP | KEEPRITE | CCH924GKA* |  | EHD4X36A** | *9MV*0801716A** | 24600 | 13.2 | 17 | 25800 | 9.5 | 15400 | 1 | HRCU-A-CB |  |  | 171 | 499 | Yes
5253120 | Discontinued | Systems | SXT+ R410A HP | KEEPRITE | CCH924GKA* |  | EHD4X36A** | *9MV*0802120A** | 24400 | 13.2 | 17.2 | 25400 | 9.5 | 15100 | 1 | HRCU-A-CB |  |  | 168 | 499 | Yes
5253121 | Discontinued | Systems | SXT+ R410A HP | KEEPRITE | CCH924GKA* |  | EHD4X36A** | *9MV*1002120A** | 24600 | 13.2 | 17.2 | 25800 | 10 | 15300 | 1 | HRCU-A-CB |  |  | 169 | 474 | Yes
5253122 | Discontinued | Systems | SXT+ R410A HP | KEEPRITE | CCH924GKA* |  | EHD4X36A** | *9MV*1202422A** | 24400 | 13.2 | 17.2 | 25400 | 9.5 | 15200 | 1 | HRCU-A-CB |  |  | 168 | 499 | Yes
5252985 | Discontinued | Systems | SXT+ R410A HP | KEEPRITE | CCH924GKA* |  | EHD4X36A** | *9MX*0601714A** | 25200 | 13 | 17 | 26400 | 9.5 | 15700 | 1 | HRCU-A-CB |  |  | 176 | 499 | Yes
5427740 | Discontinued | Systems | SXT+ R410A HP | KEEPRITE | CCH924GKA* |  | EHD4X36A** | MV08**14C* | 23800 | 13.2 | 17.2 | 25000 | 9 | 14900 | 1 | HRCU-A-CB |  |  | 164 | 527 | Yes
5427741 | Discontinued | Systems | SXT+ R410A HP | KEEPRITE | CCH924GKA* |  | EHD4X36A** | MV12**17C* | 24000 | 13.2 | 17.2 | 25200 | 9 | 15000 | 1 | HRCU-A-CB |  |  | 165 | 527 | Yes
5253017 | Discontinued | Systems | SXT+ R410A HP | KEEPRITE | CCH924GKA* |  | EHD4X36A** | NOMV106D12* | 24600 | 13 | 16.7 | 25800 | 9 | 15300 | 1 | HRCU-A-CB |  |  | 174 | 527 | Yes
5690376 | Active | Systems | SXT+ R410A HP | KEEPRITE | CCH924GKA* |  | EHD4X36A** | OLV098A12* | 24200 | 13 | 16.2 | 25400 | 8.5 | 15100 | 1 | HRCU-A-CB |  |  | 177 | 558 | Yes
5690271 | Active | Systems | SXT+ R410A HP | KEEPRITE | CCH924GKA* |  | EHD4X36A** | OMV098J12* | 24200 | 13 | 16.7 | 25400 | 9 | 15200 | 1 | HRCU-A-CB |  |  | 172 | 527 | Yes
5253047 | Discontinued | Systems | SXT+ R410A HP | KEEPRITE | CCH924GKA* |  | EHD4X36A** | OMV112K14A | 24000 | 13 | 17 | 25200 | 9.2 | 15000 | 1 | HRCU-A-CB |  |  | 167 | 515 | Yes
5252928 | Discontinued | Systems | SXT+ R410A HP | KEEPRITE | CCH924GKA* |  | EHD4X36A**+WALLCON | *8MV*0701412** | 24800 | 13.2 | 17.5 | 25800 | 9.5 | 15300 | 1 | HRCU-A-CB |  |  | 168 | 499 | Yes
5252929 | Discontinued | Systems | SXT+ R410A HP | KEEPRITE | CCH924GKA* |  | EHD4X36A**+WALLCON | *8MV*0901716** | 24800 | 13.5 | 17.7 | 25600 | 10 | 15200 | 1 | HRCU-A-CB |  |  | 166 | 474 | Yes
5252930 | Discontinued | Systems | SXT+ R410A HP | KEEPRITE | CCH924GKA* |  | EHD4X36A**+WALLCON | *8MV*1102120** | 24800 | 13.5 | 17.5 | 25800 | 9.5 | 15200 | 1 | HRCU-A-CB |  |  | 168 | 499 | Yes
5252931 | Discontinued | Systems | SXT+ R410A HP | KEEPRITE | CCH924GKA* |  | EHD4X36A**+WALLCON | *8MV*1352422** | 24800 | 13.5 | 17.7 | 25600 | 10 | 15200 | 1 | HRCU-A-CB |  |  | 166 | 474 | Yes
5252922 | Discontinued | Systems | SXT+ R410A HP | KEEPRITE | CCH924GKA* |  | EHD4X36A**+WALLCON | *9MA*0601714A** | 24600 | 13 | 16.7 | 25800 | 9.5 | 15400 | 1 | HRCU-A-CB |  |  | 174 | 499 | Yes
5252924 | Discontinued | Systems | SXT+ R410A HP | KEEPRITE | CCH924GKA* |  | EHD4X36A**+WALLCON | *9MA*0602120A** | 24600 | 13 | 17 | 25800 | 9.5 | 15400 | 1 | HRCU-A-CB |  |  | 171 | 499 | Yes
5252923 | Discontinued | Systems | SXT+ R410A HP | KEEPRITE | CCH924GKA* |  | EHD4X36A**+WALLCON | *9MA*0801714A** | 24600 | 13.2 | 17 | 25800 | 9.5 | 15400 | 1 | HRCU-A-CB |  |  | 171 | 499 | Yes
5252925 | Discontinued | Systems | SXT+ R410A HP | KEEPRITE | CCH924GKA* |  | EHD4X36A**+WALLCON | *9MA*0802120A** | 24600 | 13.2 | 17.2 | 25800 | 9.5 | 15300 | 1 | HRCU-A-CB |  |  | 169 | 499 | Yes
5252926 | Discontinued | Systems | SXT+ R410A HP | KEEPRITE | CCH924GKA* |  | EHD4X36A**+WALLCON | *9MA*1002122A** | 24800 | 13.2 | 17.2 | 25800 | 9.5 | 15300 | 1 | HRCU-A-CB |  |  | 171 | 499 | Yes
5252927 | Discontinued | Systems | SXT+ R410A HP | KEEPRITE | CCH924GKA* |  | EHD4X36A**+WALLCON | *9MA*1202422A** | 24600 | 13.2 | 17.2 | 25800 | 9.5 | 15300 | 1 | HRCU-A-CB |  |  | 169 | 499 | Yes
5252992 | Discontinued | Systems | SXT+ R410A HP | KEEPRITE | CCH924GKA* |  | EN(A,D)4X24*14** | *8MX*0451408** | 23800 | 12.7 | 16.5 | 25200 | 9 | 15100 | 1 | HRCU-A-CB |  |  | 171 | 527 | Yes
5427721 | Discontinued | Systems | SXT+ R410A HP | KEEPRITE | CCH924GKA* |  | EN(A,D)4X24*14** | MV08**14C* | 23800 | 13 | 17 | 25000 | 9 | 14900 | 1 | HRCU-A-CB |  |  | 166 | 527 | Yes
5252869 | Discontinued | Systems | SXT+ R410A HP | KEEPRITE | CCH924GKA* |  | EN(A,D)4X24*14**+WALLCON | *8MV*0701412** | 24600 | 13 | 17 | 25600 | 9.5 | 15300 | 1 | HRCU-A-CB |  |  | 171 | 499 | Yes
5252993 | Discontinued | Systems | SXT+ R410A HP | KEEPRITE | CCH924GKA* |  | EN(A,D)4X24*17** | *8MX*0451408** | 23800 | 12.7 | 16.5 | 25200 | 9 | 15100 | 1 | HRCU-A-CB |  |  | 171 | 527 | Yes
5253083 | Discontinued | Systems | SXT+ R410A HP | KEEPRITE | CCH924GKA* |  | EN(A,D)4X24*17** | *9MV*0601714A** | 24000 | 12.7 | 16.7 | 25600 | 9 | 15200 | 1 | HRCU-A-CB |  |  | 170 | 527 | Yes
5253084 | Discontinued | Systems | SXT+ R410A HP | KEEPRITE | CCH924GKA* |  | EN(A,D)4X24*17** | *9MV*0801716A** | 24200 | 12.7 | 16.7 | 25600 | 9 | 15200 | 1 | HRCU-A-CB |  |  | 172 | 527 | Yes
5252967 | Discontinued | Systems | SXT+ R410A HP | KEEPRITE | CCH924GKA* |  | EN(A,D)4X24*17** | *9MX*0601714A** | 24600 | 12.5 | 16.7 | 26200 | 9 | 15600 | 1 | HRCU-A-CB |  |  | 174 | 527 | Yes
5427722 | Discontinued | Systems | SXT+ R410A HP | KEEPRITE | CCH924GKA* |  | EN(A,D)4X24*17** | MV08**14C* | 23800 | 13 | 17 | 25000 | 9 | 14900 | 1 | HRCU-A-CB |  |  | 166 | 527 | Yes
5427723 | Discontinued | Systems | SXT+ R410A HP | KEEPRITE | CCH924GKA* |  | EN(A,D)4X24*17** | MV12**17C* | 24000 | 13 | 17.2 | 25200 | 9 | 15000 | 1 | HRCU-A-CB |  |  | 165 | 527 | Yes
5253008 | Discontinued | Systems | SXT+ R410A HP | KEEPRITE | CCH924GKA* |  | EN(A,D)4X24*17** | NOMV106D12* | 24400 | 12.7 | 16.5 | 25800 | 9 | 15400 | 1 | HRCU-A-CB |  |  | 175 | 527 | Yes
5690312 | Active | Systems | SXT+ R410A HP | KEEPRITE | CCH924GKA* |  | EN(A,D)4X24*17** | OLV098A12* | 24000 | 12.7 | 16.2 | 25400 | 8.5 | 15100 | 1 | HRCU-A-CB |  |  | 175 | 558 | Yes
5690207 | Active | Systems | SXT+ R410A HP | KEEPRITE | CCH924GKA* |  | EN(A,D)4X24*17** | OMV098J12* | 24000 | 12.7 | 16.7 | 25400 | 9 | 15200 | 1 | HRCU-A-CB |  |  | 170 | 527 | Yes
5253029 | Discontinued | Systems | SXT+ R410A HP | KEEPRITE | CCH924GKA* |  | EN(A,D)4X24*17** | OMV112K14A | 23800 | 13 | 17 | 25200 | 9 | 15000 | 1 | HRCU-A-CB |  |  | 166 | 527 | Yes
5252872 | Discontinued | Systems | SXT+ R410A HP | KEEPRITE | CCH924GKA* |  | EN(A,D)4X24*17**+WALLCON | *8MV*0701412** | 24600 | 13 | 17 | 25600 | 9.5 | 15300 | 1 | HRCU-A-CB |  |  | 171 | 499 | Yes
5252873 | Discontinued | Systems | SXT+ R410A HP | KEEPRITE | CCH924GKA* |  | EN(A,D)4X24*17**+WALLCON | *8MV*0901716** | 24600 | 13.2 | 17.2 | 25600 | 9.5 | 15200 | 1 | HRCU-A-CB |  |  | 169 | 499 | Yes
5252870 | Discontinued | Systems | SXT+ R410A HP | KEEPRITE | CCH924GKA* |  | EN(A,D)4X24*17**+WALLCON | *9MA*0601714A** | 24400 | 12.7 | 16.2 | 25800 | 9 | 15400 | 1 | HRCU-A-CB |  |  | 178 | 527 | Yes
5252871 | Discontinued | Systems | SXT+ R410A HP | KEEPRITE | CCH924GKA* |  | EN(A,D)4X24*17**+WALLCON | *9MA*0801714A** | 24400 | 12.7 | 16.5 | 25800 | 9 | 15400 | 1 | HRCU-A-CB |  |  | 175 | 527 | Yes
5252994 | Discontinued | Systems | SXT+ R410A HP | KEEPRITE | CCH924GKA* |  | EN(A,D)4X30*14** | *8MX*0451408** | 23800 | 12.7 | 16.5 | 25200 | 9 | 15100 | 1 | HRCU-A-CB |  |  | 171 | 527 | Yes
5427724 | Discontinued | Systems | SXT+ R410A HP | KEEPRITE | CCH924GKA* |  | EN(A,D)4X30*14** | MV08**14C* | 23800 | 13 | 17 | 25000 | 9 | 14900 | 1 | HRCU-A-CB |  |  | 166 | 527 | Yes
5252874 | Discontinued | Systems | SXT+ R410A HP | KEEPRITE | CCH924GKA* |  | EN(A,D)4X30*14**+WALLCON | *8MV*0701412** | 24400 | 13 | 17 | 25600 | 9.5 | 15300 | 1 | HRCU-A-CB |  |  | 170 | 499 | Yes
5252995 | Discontinued | Systems | SXT+ R410A HP | KEEPRITE | CCH924GKA* |  | EN(A,D)4X30*17** | *8MX*0451408** | 24000 | 12.7 | 16.7 | 25200 | 9 | 15200 | 1 | HRCU-A-CB |  |  | 170 | 527 | Yes
5253087 | Discontinued | Systems | SXT+ R410A HP | KEEPRITE | CCH924GKA* |  | EN(A,D)4X30*17** | *9MV*0601714A** | 24200 | 12.7 | 16.7 | 25600 | 9 | 15300 | 1 | HRCU-A-CB |  |  | 172 | 527 | Yes
5253088 | Discontinued | Systems | SXT+ R410A HP | KEEPRITE | CCH924GKA* |  | EN(A,D)4X30*17** | *9MV*0801716A** | 24400 | 13 | 17 | 25600 | 9.5 | 15300 | 1 | HRCU-A-CB |  |  | 170 | 499 | Yes
5252970 | Discontinued | Systems | SXT+ R410A HP | KEEPRITE | CCH924GKA* |  | EN(A,D)4X30*17** | *9MX*0601714A** | 24800 | 12.7 | 17 | 26200 | 9.5 | 15700 | 1 | HRCU-A-CB |  |  | 173 | 499 | Yes
5427725 | Discontinued | Systems | SXT+ R410A HP | KEEPRITE | CCH924GKA* |  | EN(A,D)4X30*17** | MV08**14C* | 23800 | 13 | 17 | 24400 | 9 | 14900 | 1 | HRCU-A-CB |  |  | 166 | 527 | Yes
5427726 | Discontinued | Systems | SXT+ R410A HP | KEEPRITE | CCH924GKA* |  | EN(A,D)4X30*17** | MV12**17C* | 24000 | 13.2 | 17.2 | 25000 | 9 | 14900 | 1 | HRCU-A-CB |  |  | 165 | 527 | Yes
5253009 | Discontinued | Systems | SXT+ R410A HP | KEEPRITE | CCH924GKA* |  | EN(A,D)4X30*17** | NOMV106D12* | 24400 | 13 | 16.7 | 25600 | 9 | 15300 | 1 | HRCU-A-CB |  |  | 173 | 527 | Yes
5690322 | Active | Systems | SXT+ R410A HP | KEEPRITE | CCH924GKA* |  | EN(A,D)4X30*17** | OLV098A12* | 24000 | 12.7 | 16.2 | 25200 | 8.5 | 15100 | 1 | HRCU-A-CB |  |  | 175 | 558 | Yes
5690216 | Active | Systems | SXT+ R410A HP | KEEPRITE | CCH924GKA* |  | EN(A,D)4X30*17** | OMV098J12* | 24000 | 12.7 | 16.7 | 25200 | 9 | 15100 | 1 | HRCU-A-CB |  |  | 170 | 527 | Yes
5253031 | Discontinued | Systems | SXT+ R410A HP | KEEPRITE | CCH924GKA* |  | EN(A,D)4X30*17** | OMV112K14A | 23800 | 13 | 17 | 25000 | 9 | 15000 | 1 | HRCU-A-CB |  |  | 166 | 527 | Yes
5252877 | Discontinued | Systems | SXT+ R410A HP | KEEPRITE | CCH924GKA* |  | EN(A,D)4X30*17**+WALLCON | *8MV*0701412** | 24600 | 13.2 | 17.2 | 25600 | 9.5 | 15200 | 1 | HRCU-A-CB |  |  | 169 | 499 | Yes
5252878 | Discontinued | Systems | SXT+ R410A HP | KEEPRITE | CCH924GKA* |  | EN(A,D)4X30*17**+WALLCON | *8MV*0901716** | 24600 | 13.2 | 17.5 | 25400 | 9.5 | 15200 | 1 | HRCU-A-CB |  |  | 166 | 499 | Yes
5252875 | Discontinued | Systems | SXT+ R410A HP | KEEPRITE | CCH924GKA* |  | EN(A,D)4X30*17**+WALLCON | *9MA*0601714A** | 24400 | 12.7 | 16.5 | 25600 | 9.5 | 15400 | 1 | HRCU-A-CB |  |  | 175 | 499 | Yes
5252876 | Discontinued | Systems | SXT+ R410A HP | KEEPRITE | CCH924GKA* |  | EN(A,D)4X30*17**+WALLCON | *9MA*0801714A** | 24400 | 13 | 16.7 | 25600 | 9.5 | 15300 | 1 | HRCU-A-CB |  |  | 173 | 499 | Yes
5253092 | Discontinued | Systems | SXT+ R410A HP | KEEPRITE | CCH924GKA* |  | EN(A,D)4X36*21** | *9MV*0601714A** | 24400 | 12.7 | 16.7 | 25600 | 9 | 15300 | 1 | HRCU-A-CB |  |  | 173 | 527 | Yes
5253093 | Discontinued | Systems | SXT+ R410A HP | KEEPRITE | CCH924GKA* |  | EN(A,D)4X36*21** | *9MV*0801716A** | 24400 | 13 | 17 | 25600 | 9.5 | 15300 | 1 | HRCU-A-CB |  |  | 170 | 499 | Yes
5253094 | Discontinued | Systems | SXT+ R410A HP | KEEPRITE | CCH924GKA* |  | EN(A,D)4X36*21** | *9MV*0802120A** | 24200 | 13.2 | 17.2 | 25200 | 9.5 | 15100 | 1 | HRCU-A-CB |  |  | 167 | 499 | Yes
5253095 | Discontinued | Systems | SXT+ R410A HP | KEEPRITE | CCH924GKA* |  | EN(A,D)4X36*21** | *9MV*1002120A** | 24400 | 13.2 | 17.2 | 25400 | 9.5 | 15200 | 1 | HRCU-A-CB |  |  | 168 | 499 | Yes
5252973 | Discontinued | Systems | SXT+ R410A HP | KEEPRITE | CCH924GKA* |  | EN(A,D)4X36*21** | *9MX*0601714A** | 24800 | 12.7 | 17 | 26200 | 9.5 | 15700 | 1 | HRCU-A-CB |  |  | 173 | 499 | Yes
5427729 | Discontinued | Systems | SXT+ R410A HP | KEEPRITE | CCH924GKA* |  | EN(A,D)4X36*21** | MV12**17C* | 24000 | 13.2 | 17.2 | 25000 | 9 | 14900 | 1 | HRCU-A-CB |  |  | 165 | 527 | Yes
5253011 | Discontinued | Systems | SXT+ R410A HP | KEEPRITE | CCH924GKA* |  | EN(A,D)4X36*21** | NOMV106D12* | 24400 | 13 | 16.7 | 25600 | 9 | 15300 | 1 | HRCU-A-CB |  |  | 173 | 527 | Yes
5690333 | Active | Systems | SXT+ R410A HP | KEEPRITE | CCH924GKA* |  | EN(A,D)4X36*21** | OLV098A12* | 24000 | 12.7 | 16.5 | 25200 | 8.5 | 15100 | 1 | HRCU-A-CB |  |  | 172 | 558 | Yes
5690231 | Active | Systems | SXT+ R410A HP | KEEPRITE | CCH924GKA* |  | EN(A,D)4X36*21** | OMV098J12* | 24000 | 12.7 | 16.7 | 25200 | 9 | 15100 | 1 | HRCU-A-CB |  |  | 170 | 527 | Yes
5253035 | Discontinued | Systems | SXT+ R410A HP | KEEPRITE | CCH924GKA* |  | EN(A,D)4X36*21** | OMV112K14A | 23800 | 13 | 17 | 25000 | 9 | 14900 | 1 | HRCU-A-CB |  |  | 166 | 527 | Yes
5252888 | Discontinued | Systems | SXT+ R410A HP | KEEPRITE | CCH924GKA* |  | EN(A,D)4X36*21**+WALLCON | *8MV*0901716** | 24600 | 13.2 | 17.5 | 25400 | 9.5 | 15200 | 1 | HRCU-A-CB |  |  | 166 | 499 | Yes
5252889 | Discontinued | Systems | SXT+ R410A HP | KEEPRITE | CCH924GKA* |  | EN(A,D)4X36*21**+WALLCON | *8MV*1102120** | 24600 | 13.2 | 17.2 | 25400 | 9.5 | 15200 | 1 | HRCU-A-CB |  |  | 169 | 499 | Yes
5252883 | Discontinued | Systems | SXT+ R410A HP | KEEPRITE | CCH924GKA* |  | EN(A,D)4X36*21**+WALLCON | *9MA*0601714A** | 24400 | 13 | 16.5 | 25600 | 9.5 | 15400 | 1 | HRCU-A-CB |  |  | 175 | 499 | Yes
5252885 | Discontinued | Systems | SXT+ R410A HP | KEEPRITE | CCH924GKA* |  | EN(A,D)4X36*21**+WALLCON | *9MA*0602120A** | 24400 | 13 | 16.7 | 25600 | 9.5 | 15300 | 1 | HRCU-A-CB |  |  | 173 | 499 | Yes
5252884 | Discontinued | Systems | SXT+ R410A HP | KEEPRITE | CCH924GKA* |  | EN(A,D)4X36*21**+WALLCON | *9MA*0801714A** | 24400 | 13 | 16.7 | 25600 | 9.5 | 15300 | 1 | HRCU-A-CB |  |  | 173 | 499 | Yes
5252886 | Discontinued | Systems | SXT+ R410A HP | KEEPRITE | CCH924GKA* |  | EN(A,D)4X36*21**+WALLCON | *9MA*0802120A** | 24600 | 13.2 | 17 | 25600 | 9.5 | 15300 | 1 | HRCU-A-CB |  |  | 171 | 499 | Yes
5252887 | Discontinued | Systems | SXT+ R410A HP | KEEPRITE | CCH924GKA* |  | EN(A,D)4X36*21**+WALLCON | *9MA*1002122A** | 24600 | 13.2 | 17.2 | 25600 | 9.5 | 15200 | 1 | HRCU-A-CB |  |  | 169 | 499 | Yes
5252996 | Discontinued | Systems | SXT+ R410A HP | KEEPRITE | CCH924GKA* |  | EN(A,D,W)4X36*17** | *8MX*0451408** | 24000 | 12.7 | 16.7 | 25200 | 9 | 15200 | 1 | HRCU-A-CB |  |  | 170 | 527 | Yes
5253090 | Discontinued | Systems | SXT+ R410A HP | KEEPRITE | CCH924GKA* |  | EN(A,D,W)4X36*17** | *9MV*0601714A** | 24200 | 12.7 | 16.7 | 25600 | 9 | 15300 | 1 | HRCU-A-CB |  |  | 172 | 527 | Yes
5253091 | Discontinued | Systems | SXT+ R410A HP | KEEPRITE | CCH924GKA* |  | EN(A,D,W)4X36*17** | *9MV*0801716A** | 24400 | 13 | 17 | 25600 | 9.5 | 15300 | 1 | HRCU-A-CB |  |  | 170 | 499 | Yes
5252972 | Discontinued | Systems | SXT+ R410A HP | KEEPRITE | CCH924GKA* |  | EN(A,D,W)4X36*17** | *9MX*0601714A** | 24800 | 12.7 | 17 | 26200 | 9.5 | 15700 | 1 | HRCU-A-CB |  |  | 173 | 499 | Yes
5427727 | Discontinued | Systems | SXT+ R410A HP | KEEPRITE | CCH924GKA* |  | EN(A,D,W)4X36*17** | MV08**14C* | 23800 | 13 | 17 | 24400 | 9 | 14900 | 1 | HRCU-A-CB |  |  | 166 | 527 | Yes
5427728 | Discontinued | Systems | SXT+ R410A HP | KEEPRITE | CCH924GKA* |  | EN(A,D,W)4X36*17** | MV12**17C* | 24000 | 13.2 | 17.2 | 25000 | 9 | 14900 | 1 | HRCU-A-CB |  |  | 165 | 527 | Yes
5253010 | Discontinued | Systems | SXT+ R410A HP | KEEPRITE | CCH924GKA* |  | EN(A,D,W)4X36*17** | NOMV106D12* | 24400 | 13 | 16.7 | 25600 | 9 | 15300 | 1 | HRCU-A-CB |  |  | 173 | 527 | Yes
5690331 | Active | Systems | SXT+ R410A HP | KEEPRITE | CCH924GKA* |  | EN(A,D,W)4X36*17** | OLV098A12* | 24000 | 12.7 | 16.2 | 25200 | 8.5 | 15100 | 1 | HRCU-A-CB |  |  | 175 | 558 | Yes
5690224 | Active | Systems | SXT+ R410A HP | KEEPRITE | CCH924GKA* |  | EN(A,D,W)4X36*17** | OMV098J12* | 24000 | 12.7 | 16.7 | 25200 | 9 | 15100 | 1 | HRCU-A-CB |  |  | 170 | 527 | Yes
5253033 | Discontinued | Systems | SXT+ R410A HP | KEEPRITE | CCH924GKA* |  | EN(A,D,W)4X36*17** | OMV112K14A | 23800 | 13 | 17 | 25000 | 9 | 15000 | 1 | HRCU-A-CB |  |  | 166 | 527 | Yes
5252881 | Discontinued | Systems | SXT+ R410A HP | KEEPRITE | CCH924GKA* |  | EN(A,D,W)4X36*17**+WALLCON | *8MV*0701412** | 24600 | 13.2 | 17.2 | 25600 | 9.5 | 15200 | 1 | HRCU-A-CB |  |  | 169 | 499 | Yes
5252882 | Discontinued | Systems | SXT+ R410A HP | KEEPRITE | CCH924GKA* |  | EN(A,D,W)4X36*17**+WALLCON | *8MV*0901716** | 24600 | 13.2 | 17.5 | 25400 | 9.5 | 15200 | 1 | HRCU-A-CB |  |  | 166 | 499 | Yes
5252879 | Discontinued | Systems | SXT+ R410A HP | KEEPRITE | CCH924GKA* |  | EN(A,D,W)4X36*17**+WALLCON | *9MA*0601714A** | 24400 | 12.7 | 16.5 | 25600 | 9.5 | 15400 | 1 | HRCU-A-CB |  |  | 175 | 499 | Yes
5252880 | Discontinued | Systems | SXT+ R410A HP | KEEPRITE | CCH924GKA* |  | EN(A,D,W)4X36*17**+WALLCON | *9MA*0801714A** | 24400 | 13 | 16.7 | 25600 | 9.5 | 15300 | 1 | HRCU-A-CB |  |  | 173 | 499 | Yes
5252997 | Discontinued | Systems | SXT+ R410A HP | KEEPRITE | CCH924GKA* |  | ENH4X24*17** | *8MX*0451408** | 23800 | 12.7 | 16.5 | 25200 | 9 | 15100 | 1 | HRCU-A-CB |  |  | 171 | 527 | Yes
5253097 | Discontinued | Systems | SXT+ R410A HP | KEEPRITE | CCH924GKA* |  | ENH4X24*17** | *9MV*0601714A** | 24000 | 12.7 | 16.7 | 25600 | 9 | 15200 | 1 | HRCU-A-CB |  |  | 170 | 527 | Yes
5253098 | Discontinued | Systems | SXT+ R410A HP | KEEPRITE | CCH924GKA* |  | ENH4X24*17** | *9MV*0801716A** | 24200 | 12.7 | 16.7 | 25600 | 9 | 15200 | 1 | HRCU-A-CB |  |  | 172 | 527 | Yes
5252975 | Discontinued | Systems | SXT+ R410A HP | KEEPRITE | CCH924GKA* |  | ENH4X24*17** | *9MX*0601714A** | 24600 | 12.5 | 16.7 | 26200 | 9 | 15600 | 1 | HRCU-A-CB |  |  | 174 | 527 | Yes
5427730 | Discontinued | Systems | SXT+ R410A HP | KEEPRITE | CCH924GKA* |  | ENH4X24*17** | MV08**14C* | 23800 | 13 | 17 | 25000 | 9 | 14900 | 1 | HRCU-A-CB |  |  | 166 | 527 | Yes
5427731 | Discontinued | Systems | SXT+ R410A HP | KEEPRITE | CCH924GKA* |  | ENH4X24*17** | MV12**17C* | 24000 | 13 | 17.2 | 25200 | 9 | 15000 | 1 | HRCU-A-CB |  |  | 165 | 527 | Yes
5253012 | Discontinued | Systems | SXT+ R410A HP | KEEPRITE | CCH924GKA* |  | ENH4X24*17** | NOMV106D12* | 24400 | 12.7 | 16.5 | 25800 | 9 | 15400 | 1 | HRCU-A-CB |  |  | 175 | 527 | Yes
5690343 | Active | Systems | SXT+ R410A HP | KEEPRITE | CCH924GKA* |  | ENH4X24*17** | OLV098A12* | 24000 | 12.7 | 16.2 | 25400 | 8.5 | 15100 | 1 | HRCU-A-CB |  |  | 175 | 558 | Yes
5690234 | Active | Systems | SXT+ R410A HP | KEEPRITE | CCH924GKA* |  | ENH4X24*17** | OMV098J12* | 24000 | 12.7 | 16.7 | 25400 | 9 | 15200 | 1 | HRCU-A-CB |  |  | 170 | 527 | Yes
5253037 | Discontinued | Systems | SXT+ R410A HP | KEEPRITE | CCH924GKA* |  | ENH4X24*17** | OMV112K14A | 23800 | 13 | 17 | 25200 | 9 | 15000 | 1 | HRCU-A-CB |  |  | 166 | 527 | Yes
5252892 | Discontinued | Systems | SXT+ R410A HP | KEEPRITE | CCH924GKA* |  | ENH4X24*17**+WALLCON | *8MV*0701412** | 24600 | 13 | 17 | 25600 | 9.5 | 15300 | 1 | HRCU-A-CB |  |  | 171 | 499 | Yes
5252893 | Discontinued | Systems | SXT+ R410A HP | KEEPRITE | CCH924GKA* |  | ENH4X24*17**+WALLCON | *8MV*0901716** | 24600 | 13.2 | 17.2 | 25600 | 9.5 | 15200 | 1 | HRCU-A-CB |  |  | 169 | 499 | Yes
5252890 | Discontinued | Systems | SXT+ R410A HP | KEEPRITE | CCH924GKA* |  | ENH4X24*17**+WALLCON | *9MA*0601714A** | 24400 | 12.7 | 16.2 | 25800 | 9 | 15400 | 1 | HRCU-A-CB |  |  | 178 | 527 | Yes
5252891 | Discontinued | Systems | SXT+ R410A HP | KEEPRITE | CCH924GKA* |  | ENH4X24*17**+WALLCON | *9MA*0801714A** | 24400 | 12.7 | 16.5 | 25800 | 9 | 15400 | 1 | HRCU-A-CB |  |  | 175 | 527 | Yes
5252998 | Discontinued | Systems | SXT+ R410A HP | KEEPRITE | CCH924GKA* |  | ENH4X30*17** | *8MX*0451408** | 24000 | 12.7 | 16.7 | 25200 | 9 | 15200 | 1 | HRCU-A-CB |  |  | 170 | 527 | Yes
5253100 | Discontinued | Systems | SXT+ R410A HP | KEEPRITE | CCH924GKA* |  | ENH4X30*17** | *9MV*0601714A** | 24200 | 12.7 | 16.7 | 25600 | 9 | 15300 | 1 | HRCU-A-CB |  |  | 172 | 527 | Yes
5253101 | Discontinued | Systems | SXT+ R410A HP | KEEPRITE | CCH924GKA* |  | ENH4X30*17** | *9MV*0801716A** | 24400 | 13 | 17 | 25600 | 9.5 | 15300 | 1 | HRCU-A-CB |  |  | 170 | 499 | Yes
5252977 | Discontinued | Systems | SXT+ R410A HP | KEEPRITE | CCH924GKA* |  | ENH4X30*17** | *9MX*0601714A** | 24800 | 12.7 | 17 | 26200 | 9.5 | 15700 | 1 | HRCU-A-CB |  |  | 173 | 499 | Yes
5427732 | Discontinued | Systems | SXT+ R410A HP | KEEPRITE | CCH924GKA* |  | ENH4X30*17** | MV08**14C* | 23800 | 13 | 17 | 24400 | 9 | 14900 | 1 | HRCU-A-CB |  |  | 166 | 527 | Yes
5427733 | Discontinued | Systems | SXT+ R410A HP | KEEPRITE | CCH924GKA* |  | ENH4X30*17** | MV12**17C* | 24000 | 13.2 | 17.2 | 25000 | 9 | 14900 | 1 | HRCU-A-CB |  |  | 165 | 527 | Yes
5253013 | Discontinued | Systems | SXT+ R410A HP | KEEPRITE | CCH924GKA* |  | ENH4X30*17** | NOMV106D12* | 24400 | 13 | 16.7 | 25600 | 9 | 15300 | 1 | HRCU-A-CB |  |  | 173 | 527 | Yes
5690347 | Active | Systems | SXT+ R410A HP | KEEPRITE | CCH924GKA* |  | ENH4X30*17** | OLV098A12* | 24000 | 12.7 | 16.2 | 25200 | 8.5 | 15100 | 1 | HRCU-A-CB |  |  | 175 | 558 | Yes
5690244 | Active | Systems | SXT+ R410A HP | KEEPRITE | CCH924GKA* |  | ENH4X30*17** | OMV098J12* | 24000 | 12.7 | 16.7 | 25200 | 9 | 15100 | 1 | HRCU-A-CB |  |  | 170 | 527 | Yes
5253039 | Discontinued | Systems | SXT+ R410A HP | KEEPRITE | CCH924GKA* |  | ENH4X30*17** | OMV112K14A | 23800 | 13 | 17 | 25000 | 9 | 15000 | 1 | HRCU-A-CB |  |  | 166 | 527 | Yes
5252896 | Discontinued | Systems | SXT+ R410A HP | KEEPRITE | CCH924GKA* |  | ENH4X30*17**+WALLCON | *8MV*0701412** | 24600 | 13.2 | 17.2 | 25600 | 9.5 | 15200 | 1 | HRCU-A-CB |  |  | 169 | 499 | Yes
5252897 | Discontinued | Systems | SXT+ R410A HP | KEEPRITE | CCH924GKA* |  | ENH4X30*17**+WALLCON | *8MV*0901716** | 24600 | 13.2 | 17.5 | 25400 | 9.5 | 15200 | 1 | HRCU-A-CB |  |  | 166 | 499 | Yes
5252894 | Discontinued | Systems | SXT+ R410A HP | KEEPRITE | CCH924GKA* |  | ENH4X30*17**+WALLCON | *9MA*0601714A** | 24400 | 12.7 | 16.5 | 25600 | 9.5 | 15400 | 1 | HRCU-A-CB |  |  | 175 | 499 | Yes
5252895 | Discontinued | Systems | SXT+ R410A HP | KEEPRITE | CCH924GKA* |  | ENH4X30*17**+WALLCON | *9MA*0801714A** | 24400 | 13 | 16.7 | 25600 | 9.5 | 15300 | 1 | HRCU-A-CB |  |  | 173 | 499 | Yes
5252999 | Discontinued | Systems | SXT+ R410A HP | KEEPRITE | CCH924GKA* |  | ENH4X36*17** | *8MX*0451408** | 24000 | 12.7 | 16.7 | 25200 | 9 | 15200 | 1 | HRCU-A-CB |  |  | 170 | 527 | Yes
5253103 | Discontinued | Systems | SXT+ R410A HP | KEEPRITE | CCH924GKA* |  | ENH4X36*17** | *9MV*0601714A** | 24200 | 12.7 | 16.7 | 25600 | 9 | 15300 | 1 | HRCU-A-CB |  |  | 172 | 527 | Yes
5253104 | Discontinued | Systems | SXT+ R410A HP | KEEPRITE | CCH924GKA* |  | ENH4X36*17** | *9MV*0801716A** | 24400 | 13 | 17 | 25600 | 9.5 | 15300 | 1 | HRCU-A-CB |  |  | 170 | 499 | Yes
5252979 | Discontinued | Systems | SXT+ R410A HP | KEEPRITE | CCH924GKA* |  | ENH4X36*17** | *9MX*0601714A** | 24800 | 12.7 | 17 | 26200 | 9.5 | 15700 | 1 | HRCU-A-CB |  |  | 173 | 499 | Yes
5427734 | Discontinued | Systems | SXT+ R410A HP | KEEPRITE | CCH924GKA* |  | ENH4X36*17** | MV08**14C* | 23800 | 13 | 17 | 24400 | 9 | 14900 | 1 | HRCU-A-CB |  |  | 166 | 527 | Yes
5427735 | Discontinued | Systems | SXT+ R410A HP | KEEPRITE | CCH924GKA* |  | ENH4X36*17** | MV12**17C* | 24000 | 13.2 | 17.2 | 25000 | 9 | 14900 | 1 | HRCU-A-CB |  |  | 165 | 527 | Yes
5253014 | Discontinued | Systems | SXT+ R410A HP | KEEPRITE | CCH924GKA* |  | ENH4X36*17** | NOMV106D12* | 24400 | 13 | 16.7 | 25600 | 9 | 15300 | 1 | HRCU-A-CB |  |  | 173 | 527 | Yes
5690359 | Active | Systems | SXT+ R410A HP | KEEPRITE | CCH924GKA* |  | ENH4X36*17** | OLV098A12* | 24000 | 12.7 | 16.2 | 25200 | 8.5 | 15100 | 1 | HRCU-A-CB |  |  | 175 | 558 | Yes
5690252 | Active | Systems | SXT+ R410A HP | KEEPRITE | CCH924GKA* |  | ENH4X36*17** | OMV098J12* | 24000 | 12.7 | 16.7 | 25200 | 9 | 15100 | 1 | HRCU-A-CB |  |  | 170 | 527 | Yes
5253041 | Discontinued | Systems | SXT+ R410A HP | KEEPRITE | CCH924GKA* |  | ENH4X36*17** | OMV112K14A | 23800 | 13 | 17 | 25000 | 9 | 15000 | 1 | HRCU-A-CB |  |  | 166 | 527 | Yes
5252900 | Discontinued | Systems | SXT+ R410A HP | KEEPRITE | CCH924GKA* |  | ENH4X36*17**+WALLCON | *8MV*0701412** | 24600 | 13.2 | 17.2 | 25600 | 9.5 | 15200 | 1 | HRCU-A-CB |  |  | 169 | 499 | Yes
5252901 | Discontinued | Systems | SXT+ R410A HP | KEEPRITE | CCH924GKA* |  | ENH4X36*17**+WALLCON | *8MV*0901716** | 24600 | 13.2 | 17.5 | 25400 | 9.5 | 15200 | 1 | HRCU-A-CB |  |  | 166 | 499 | Yes
5252898 | Discontinued | Systems | SXT+ R410A HP | KEEPRITE | CCH924GKA* |  | ENH4X36*17**+WALLCON | *9MA*0601714A** | 24400 | 12.7 | 16.5 | 25600 | 9.5 | 15400 | 1 | HRCU-A-CB |  |  | 175 | 499 | Yes
5252899 | Discontinued | Systems | SXT+ R410A HP | KEEPRITE | CCH924GKA* |  | ENH4X36*17**+WALLCON | *9MA*0801714A** | 24400 | 13 | 16.7 | 25600 | 9.5 | 15300 | 1 | HRCU-A-CB |  |  | 173 | 499 | Yes
5252932 | Discontinued | Systems | SXT+ R410A HP | KEEPRITE | CCH924GKA* |  | FCM4X24****+WALLCON |  | 24800 | 13.2 | 17.5 | 25600 | 9.5 | 15200 | 1 | HRCU-A-CB |  |  | 168 | 499 | Yes
5252843 | Discontinued | Systems | SXT+ R410A HP | KEEPRITE | CCH924GKA* |  | FCM4X36****+WALLCON |  | 24800 | 13.5 | 18 | 25400 | 10 | 15100 | 1 | HRCU-A-CB | Yes |  | 163 | 474 | Yes
5252953 | Discontinued | Systems | SXT+ R410A HP | KEEPRITE | CCH924GKA* |  | FVM4X24**** |  | 24200 | 13.2 | 17.2 | 25000 | 9 | 15000 | 1 | HRCU-A-CB |  |  | 167 | 527 | Yes
5252954 | Discontinued | Systems | SXT+ R410A HP | KEEPRITE | CCH924GKA* |  | FVM4X36**** |  | 24200 | 13.2 | 17.2 | 25000 | 9 | 14900 | 1 | HRCU-A-CB |  |  | 167 | 527 | Yes
5427710 | Discontinued | Systems | SXT+ R410A HP | KEEPRITE | CCH924GKA* |  | OBED*4X36F** | NOMV106D12* | 24600 | 13 | 16.7 | 25200 | 9 | 15300 | 1 | HRCU-A-CB |  |  | 174 | 527 | Yes
5541792 | Discontinued | Systems | SXT+ R410A HP | KEEPRITE | CCH924GKA2* |  | EA*4X24*14A* | *8MX*0451408** | 24200 | 13.2 | 16.5 | 25000 | 9 | 15500 | 1 | HRCU-A-CB |  |  | 174 | 527 | Yes
5541865 | Discontinued | Systems | SXT+ R410A HP | KEEPRITE | CCH924GKA2* |  | EA*4X24*14A* | *9MV*0401410A** | 23800 | 12.5 | 15.7 | 25000 | 8.5 | 15700 | 1 | HRCU-A-CB |  |  | 179 | 558 | Yes
5541923 | Discontinued | Systems | SXT+ R410A HP | KEEPRITE | CCH924GKA2* |  | EA*4X24*14A* | MV08**14C* | 24000 | 13.2 | 16.7 | 25000 | 9 | 15300 | 1 | HRCU-A-CB |  |  | 170 | 527 | Yes
5541655 | Discontinued | Systems | SXT+ R410A HP | KEEPRITE | CCH924GKA2* |  | EA*4X24*14A*+WALLCON | *8MV*0701412** | 24800 | 13.5 | 17 | 25000 | 9.5 | 15600 | 1 | HRCU-A-CB |  |  | 173 | 499 | Yes
5541793 | Discontinued | Systems | SXT+ R410A HP | KEEPRITE | CCH924GKA2* |  | EA*4X24*17A* | *8MX*0451408** | 24400 | 13.2 | 16.5 | 25000 | 9 | 15500 | 1 | HRCU-A-CB |  |  | 175 | 527 | Yes
5541866 | Discontinued | Systems | SXT+ R410A HP | KEEPRITE | CCH924GKA2* |  | EA*4X24*17A* | *9MV*0401410A** | 24000 | 12.5 | 15.7 | 25000 | 8.5 | 15700 | 1 | HRCU-A-CB |  |  | 181 | 558 | Yes
5541867 | Discontinued | Systems | SXT+ R410A HP | KEEPRITE | CCH924GKA2* |  | EA*4X24*17A* | *9MV*0601714A** | 24600 | 13.2 | 16.5 | 25000 | 9 | 15700 | 1 | HRCU-A-CB |  |  | 177 | 527 | Yes
5541868 | Discontinued | Systems | SXT+ R410A HP | KEEPRITE | CCH924GKA2* |  | EA*4X24*17A* | *9MV*0801716A** | 24600 | 13.2 | 16.7 | 25000 | 9 | 15600 | 1 | HRCU-A-CB |  |  | 174 | 527 | Yes
5541764 | Discontinued | Systems | SXT+ R410A HP | KEEPRITE | CCH924GKA2* |  | EA*4X24*17A* | *9MX*0601714A** | 25000 | 13 | 16.7 | 25000 | 9.2 | 16000 | 1 | HRCU-A-CB |  |  | 177 | 515 | Yes
5541924 | Discontinued | Systems | SXT+ R410A HP | KEEPRITE | CCH924GKA2* |  | EA*4X24*17A* | MV08**14C* | 24000 | 13.5 | 16.7 | 25000 | 9 | 15200 | 1 | HRCU-A-CB |  |  | 170 | 527 | Yes
5541925 | Discontinued | Systems | SXT+ R410A HP | KEEPRITE | CCH924GKA2* |  | EA*4X24*17A* | MV12**17C* | 24200 | 13.5 | 17 | 25000 | 9 | 15300 | 1 | HRCU-A-CB |  |  | 169 | 527 | Yes
5541809 | Discontinued | Systems | SXT+ R410A HP | KEEPRITE | CCH924GKA2* |  | EA*4X24*17A* | NOMV106D12* | 24800 | 13.2 | 16.2 | 25000 | 8.5 | 15600 | 1 | HRCU-A-CB |  |  | 181 | 558 | Yes
5691502 | Active | Systems | SXT+ R410A HP | KEEPRITE | CCH924GKA2* |  | EA*4X24*17A* | OLV098A12* | 24400 | 13.2 | 16 | 25000 | 8.5 | 15400 | 1 | HRCU-A-CB |  |  | 181 | 558 | Yes
5691402 | Active | Systems | SXT+ R410A HP | KEEPRITE | CCH924GKA2* |  | EA*4X24*17A* | OMV098J12* | 24400 | 13.2 | 16.5 | 25000 | 9 | 15500 | 1 | HRCU-A-CB |  |  | 175 | 527 | Yes
5541824 | Discontinued | Systems | SXT+ R410A HP | KEEPRITE | CCH924GKA2* |  | EA*4X24*17A* | OMV112K14A | 24200 | 13.2 | 16.7 | 25000 | 9 | 15300 | 1 | HRCU-A-CB |  |  | 172 | 527 | Yes
5541658 | Discontinued | Systems | SXT+ R410A HP | KEEPRITE | CCH924GKA2* |  | EA*4X24*17A*+WALLCON | *8MV*0701412** | 24800 | 13.5 | 17 | 25000 | 9.5 | 15600 | 1 | HRCU-A-CB |  |  | 173 | 499 | Yes
5541659 | Discontinued | Systems | SXT+ R410A HP | KEEPRITE | CCH924GKA2* |  | EA*4X24*17A*+WALLCON | *8MV*0901716** | 24800 | 13.7 | 17.2 | 25000 | 9.5 | 15500 | 1 | HRCU-A-CB |  |  | 171 | 499 | Yes
5541656 | Discontinued | Systems | SXT+ R410A HP | KEEPRITE | CCH924GKA2* |  | EA*4X24*17A*+WALLCON | *9MA*0601714A** | 24600 | 13.2 | 16.2 | 25000 | 9.2 | 15700 | 1 | HRCU-A-CB |  |  | 180 | 515 | Yes
5541657 | Discontinued | Systems | SXT+ R410A HP | KEEPRITE | CCH924GKA2* |  | EA*4X24*17A*+WALLCON | *9MA*0801714A** | 24800 | 13.2 | 16.7 | 25000 | 9.5 | 15700 | 1 | HRCU-A-CB |  |  | 176 | 499 | Yes
5541794 | Discontinued | Systems | SXT+ R410A HP | KEEPRITE | CCH924GKA2* |  | EA*4X30*14A* | *8MX*0451408** | 24400 | 13.2 | 16.5 | 25000 | 9 | 15500 | 1 | HRCU-A-CB |  |  | 175 | 527 | Yes
5541869 | Discontinued | Systems | SXT+ R410A HP | KEEPRITE | CCH924GKA2* |  | EA*4X30*14A* | *9MV*0401410A** | 24000 | 12.5 | 15.7 | 25000 | 8.5 | 15700 | 1 | HRCU-A-CB |  |  | 181 | 558 | Yes
5541926 | Discontinued | Systems | SXT+ R410A HP | KEEPRITE | CCH924GKA2* |  | EA*4X30*14A* | MV08**14C* | 24200 | 13.5 | 16.7 | 25000 | 9 | 15300 | 1 | HRCU-A-CB |  |  | 172 | 527 | Yes
5541660 | Discontinued | Systems | SXT+ R410A HP | KEEPRITE | CCH924GKA2* |  | EA*4X30*14A*+WALLCON | *8MV*0701412** | 24800 | 13.5 | 17 | 25000 | 9.5 | 15600 | 1 | HRCU-A-CB |  |  | 173 | 499 | Yes
5541795 | Discontinued | Systems | SXT+ R410A HP | KEEPRITE | CCH924GKA2* |  | EA*4X30*17A* | *8MX*0451408** | 24400 | 13.2 | 16.5 | 25000 | 9 | 15500 | 1 | HRCU-A-CB |  |  | 175 | 527 | Yes
5541870 | Discontinued | Systems | SXT+ R410A HP | KEEPRITE | CCH924GKA2* |  | EA*4X30*17A* | *9MV*0401410A** | 24000 | 12.5 | 15.7 | 25000 | 9 | 15700 | 1 | HRCU-A-CB |  |  | 181 | 527 | Yes
5541871 | Discontinued | Systems | SXT+ R410A HP | KEEPRITE | CCH924GKA2* |  | EA*4X30*17A* | *9MV*0601714A** | 24800 | 13.2 | 16.5 | 25000 | 9.2 | 15700 | 1 | HRCU-A-CB |  |  | 178 | 515 | Yes
5541872 | Discontinued | Systems | SXT+ R410A HP | KEEPRITE | CCH924GKA2* |  | EA*4X30*17A* | *9MV*0801716A** | 24800 | 13.2 | 16.7 | 25000 | 9.5 | 15700 | 1 | HRCU-A-CB |  |  | 176 | 499 | Yes
5541767 | Discontinued | Systems | SXT+ R410A HP | KEEPRITE | CCH924GKA2* |  | EA*4X30*17A* | *9MX*0601714A** | 25200 | 13.2 | 16.7 | 25000 | 9.5 | 16000 | 1 | HRCU-A-CB |  |  | 179 | 499 | Yes
5541927 | Discontinued | Systems | SXT+ R410A HP | KEEPRITE | CCH924GKA2* |  | EA*4X30*17A* | MV08**14C* | 24200 | 13.5 | 17 | 25000 | 9 | 15300 | 1 | HRCU-A-CB |  |  | 169 | 527 | Yes
5541928 | Discontinued | Systems | SXT+ R410A HP | KEEPRITE | CCH924GKA2* |  | EA*4X30*17A* | MV12**17C* | 24400 | 13.5 | 17 | 25000 | 9 | 15300 | 1 | HRCU-A-CB |  |  | 170 | 527 | Yes
5541810 | Discontinued | Systems | SXT+ R410A HP | KEEPRITE | CCH924GKA2* |  | EA*4X30*17A* | NOMV106D12* | 24800 | 13.2 | 16.5 | 25000 | 9 | 15600 | 1 | HRCU-A-CB |  |  | 178 | 527 | Yes
5691508 | Active | Systems | SXT+ R410A HP | KEEPRITE | CCH924GKA2* |  | EA*4X30*17A* | OLV098A12* | 24400 | 13.2 | 16 | 25000 | 8.5 | 15500 | 1 | HRCU-A-CB |  |  | 181 | 558 | Yes
5691408 | Active | Systems | SXT+ R410A HP | KEEPRITE | CCH924GKA2* |  | EA*4X30*17A* | OMV098J12* | 24400 | 13.2 | 16.5 | 25000 | 9 | 15500 | 1 | HRCU-A-CB |  |  | 175 | 527 | Yes
5541826 | Discontinued | Systems | SXT+ R410A HP | KEEPRITE | CCH924GKA2* |  | EA*4X30*17A* | OMV112K14A | 24200 | 13.5 | 16.7 | 25000 | 9 | 15300 | 1 | HRCU-A-CB |  |  | 172 | 527 | Yes
5541663 | Discontinued | Systems | SXT+ R410A HP | KEEPRITE | CCH924GKA2* |  | EA*4X30*17A*+WALLCON | *8MV*0701412** | 25000 | 13.7 | 17.2 | 25000 | 9.5 | 15600 | 1 | HRCU-A-CB |  |  | 172 | 499 | Yes
5541664 | Discontinued | Systems | SXT+ R410A HP | KEEPRITE | CCH924GKA2* |  | EA*4X30*17A*+WALLCON | *8MV*0901716** | 25000 | 13.7 | 17.2 | 25000 | 9.5 | 15500 | 1 | HRCU-A-CB |  |  | 172 | 499 | Yes
5541661 | Discontinued | Systems | SXT+ R410A HP | KEEPRITE | CCH924GKA2* |  | EA*4X30*17A*+WALLCON | *9MA*0601714A** | 24800 | 13.2 | 16.5 | 25000 | 9.5 | 15700 | 1 | HRCU-A-CB |  |  | 178 | 499 | Yes
5541662 | Discontinued | Systems | SXT+ R410A HP | KEEPRITE | CCH924GKA2* |  | EA*4X30*17A*+WALLCON | *9MA*0801714A** | 24800 | 13.5 | 16.7 | 25000 | 9.5 | 15700 | 1 | HRCU-A-CB |  |  | 176 | 499 | Yes
5541796 | Discontinued | Systems | SXT+ R410A HP | KEEPRITE | CCH924GKA2* |  | EA*4X36*14A* | *8MX*0451408** | 24400 | 13.2 | 16.5 | 25000 | 9 | 15500 | 1 | HRCU-A-CB |  |  | 175 | 527 | Yes
5541873 | Discontinued | Systems | SXT+ R410A HP | KEEPRITE | CCH924GKA2* |  | EA*4X36*14A* | *9MV*0401410A** | 24000 | 12.5 | 15.7 | 25000 | 8.5 | 15800 | 1 | HRCU-A-CB |  |  | 181 | 558 | Yes
5541929 | Discontinued | Systems | SXT+ R410A HP | KEEPRITE | CCH924GKA2* |  | EA*4X36*14A* | MV08**14C* | 24200 | 13.5 | 17 | 25000 | 9 | 15300 | 1 | HRCU-A-CB |  |  | 169 | 527 | Yes
5541665 | Discontinued | Systems | SXT+ R410A HP | KEEPRITE | CCH924GKA2* |  | EA*4X36*14A*+WALLCON | *8MV*0701412** | 25000 | 13.7 | 17 | 25000 | 9.5 | 15600 | 1 | HRCU-A-CB |  |  | 174 | 499 | Yes
5541797 | Discontinued | Systems | SXT+ R410A HP | KEEPRITE | CCH924GKA2* |  | EA*4X36*17A* | *8MX*0451408** | 24600 | 13.2 | 16.7 | 25000 | 9 | 15500 | 1 | HRCU-A-CB |  |  | 174 | 527 | Yes
5541874 | Discontinued | Systems | SXT+ R410A HP | KEEPRITE | CCH924GKA2* |  | EA*4X36*17A* | *9MV*0401410A** | 24200 | 12.5 | 15.7 | 25000 | 9 | 15800 | 1 | HRCU-A-CB |  |  | 183 | 527 | Yes
5541875 | Discontinued | Systems | SXT+ R410A HP | KEEPRITE | CCH924GKA2* |  | EA*4X36*17A* | *9MV*0601714A** | 24800 | 13.2 | 16.7 | 25000 | 9.2 | 15700 | 1 | HRCU-A-CB |  |  | 176 | 515 | Yes
5541876 | Discontinued | Systems | SXT+ R410A HP | KEEPRITE | CCH924GKA2* |  | EA*4X36*17A* | *9MV*0801716A** | 25000 | 13.5 | 16.7 | 25000 | 9.5 | 15700 | 1 | HRCU-A-CB |  |  | 177 | 499 | Yes
5541770 | Discontinued | Systems | SXT+ R410A HP | KEEPRITE | CCH924GKA2* |  | EA*4X36*17A* | *9MX*0601714A** | 25400 | 13.2 | 16.7 | 25000 | 9.5 | 16000 | 1 | HRCU-A-CB |  |  | 180 | 499 | Yes
5541930 | Discontinued | Systems | SXT+ R410A HP | KEEPRITE | CCH924GKA2* |  | EA*4X36*17A* | MV08**14C* | 24200 | 13.5 | 17 | 25000 | 9 | 15300 | 1 | HRCU-A-CB |  |  | 169 | 527 | Yes
5541931 | Discontinued | Systems | SXT+ R410A HP | KEEPRITE | CCH924GKA2* |  | EA*4X36*17A* | MV12**17C* | 24400 | 13.7 | 17 | 25000 | 9 | 15300 | 1 | HRCU-A-CB |  |  | 170 | 527 | Yes
5541811 | Discontinued | Systems | SXT+ R410A HP | KEEPRITE | CCH924GKA2* |  | EA*4X36*17A* | NOMV106D12* | 25000 | 13.5 | 16.5 | 25000 | 9 | 15600 | 1 | HRCU-A-CB |  |  | 179 | 527 | Yes
5691516 | Active | Systems | SXT+ R410A HP | KEEPRITE | CCH924GKA2* |  | EA*4X36*17A* | OLV098A12* | 24400 | 13.2 | 16 | 25000 | 8.5 | 15500 | 1 | HRCU-A-CB |  |  | 181 | 558 | Yes
5691419 | Active | Systems | SXT+ R410A HP | KEEPRITE | CCH924GKA2* |  | EA*4X36*17A* | OMV098J12* | 24400 | 13.2 | 16.7 | 25000 | 9 | 15500 | 1 | HRCU-A-CB |  |  | 173 | 527 | Yes
5541828 | Discontinued | Systems | SXT+ R410A HP | KEEPRITE | CCH924GKA2* |  | EA*4X36*17A* | OMV112K14A | 24400 | 13.5 | 17 | 25000 | 9 | 15300 | 1 | HRCU-A-CB |  |  | 170 | 527 | Yes
5541668 | Discontinued | Systems | SXT+ R410A HP | KEEPRITE | CCH924GKA2* |  | EA*4X36*17A*+WALLCON | *8MV*0701412** | 25000 | 13.7 | 17.2 | 25000 | 9.5 | 15600 | 1 | HRCU-A-CB |  |  | 172 | 499 | Yes
5541669 | Discontinued | Systems | SXT+ R410A HP | KEEPRITE | CCH924GKA2* |  | EA*4X36*17A*+WALLCON | *8MV*0901716** | 25000 | 13.7 | 17.5 | 25000 | 9.5 | 15600 | 1 | HRCU-A-CB |  |  | 169 | 499 | Yes
5541666 | Discontinued | Systems | SXT+ R410A HP | KEEPRITE | CCH924GKA2* |  | EA*4X36*17A*+WALLCON | *9MA*0601714A** | 24800 | 13.2 | 16.5 | 25000 | 9.5 | 15700 | 1 | HRCU-A-CB |  |  | 178 | 499 | Yes
5541667 | Discontinued | Systems | SXT+ R410A HP | KEEPRITE | CCH924GKA2* |  | EA*4X36*17A*+WALLCON | *9MA*0801714A** | 25000 | 13.5 | 16.7 | 25000 | 9.5 | 15700 | 1 | HRCU-A-CB |  |  | 177 | 499 | Yes
5541877 | Discontinued | Systems | SXT+ R410A HP | KEEPRITE | CCH924GKA2* |  | EA*4X36*21A* | *9MV*0601714A** | 24800 | 13.2 | 16.7 | 25000 | 9.5 | 15700 | 1 | HRCU-A-CB |  |  | 176 | 499 | Yes
5541878 | Discontinued | Systems | SXT+ R410A HP | KEEPRITE | CCH924GKA2* |  | EA*4X36*21A* | *9MV*0801716A** | 25000 | 13.5 | 17 | 25000 | 9.5 | 15700 | 1 | HRCU-A-CB |  |  | 174 | 499 | Yes
5541879 | Discontinued | Systems | SXT+ R410A HP | KEEPRITE | CCH924GKA2* |  | EA*4X36*21A* | *9MV*0802120A** | 25000 | 13.7 | 17.2 | 25000 | 9.5 | 15600 | 1 | HRCU-A-CB |  |  | 172 | 499 | Yes
5541880 | Discontinued | Systems | SXT+ R410A HP | KEEPRITE | CCH924GKA2* |  | EA*4X36*21A* | *9MV*1002120A** | 25200 | 13.7 | 17.2 | 25000 | 9.5 | 15700 | 1 | HRCU-A-CB |  |  | 173 | 499 | Yes
5541932 | Discontinued | Systems | SXT+ R410A HP | KEEPRITE | CCH924GKA2* |  | EA*4X36*21A* | MV12**17C* | 24400 | 13.7 | 17.2 | 25000 | 9 | 15300 | 1 | HRCU-A-CB |  |  | 168 | 527 | Yes
5541812 | Discontinued | Systems | SXT+ R410A HP | KEEPRITE | CCH924GKA2* |  | EA*4X36*21A* | NOMV106D12* | 25000 | 13.5 | 16.5 | 25000 | 9 | 15600 | 1 | HRCU-A-CB |  |  | 179 | 527 | Yes
5691520 | Active | Systems | SXT+ R410A HP | KEEPRITE | CCH924GKA2* |  | EA*4X36*21A* | OLV098A12* | 24400 | 13.2 | 16.2 | 25000 | 8.5 | 15400 | 1 | HRCU-A-CB |  |  | 178 | 558 | Yes
5691423 | Active | Systems | SXT+ R410A HP | KEEPRITE | CCH924GKA2* |  | EA*4X36*21A* | OMV098J12* | 24400 | 13.2 | 16.7 | 25000 | 9 | 15500 | 1 | HRCU-A-CB |  |  | 173 | 527 | Yes
5541830 | Discontinued | Systems | SXT+ R410A HP | KEEPRITE | CCH924GKA2* |  | EA*4X36*21A* | OMV112K14A | 24400 | 13.5 | 17 | 25000 | 9 | 15300 | 1 | HRCU-A-CB |  |  | 170 | 527 | Yes
5541675 | Discontinued | Systems | SXT+ R410A HP | KEEPRITE | CCH924GKA2* |  | EA*4X36*21A*+WALLCON | *8MV*0901716** | 25000 | 14 | 17.5 | 25000 | 9.5 | 15500 | 1 | HRCU-A-CB |  |  | 169 | 499 | Yes
5541676 | Discontinued | Systems | SXT+ R410A HP | KEEPRITE | CCH924GKA2* |  | EA*4X36*21A*+WALLCON | *8MV*1102120** | 25000 | 13.7 | 17.5 | 25000 | 9.5 | 15500 | 1 | HRCU-A-CB |  |  | 169 | 499 | Yes
5541670 | Discontinued | Systems | SXT+ R410A HP | KEEPRITE | CCH924GKA2* |  | EA*4X36*21A*+WALLCON | *9MA*0601714A** | 24800 | 13.5 | 16.7 | 25000 | 9.5 | 15700 | 1 | HRCU-A-CB |  |  | 176 | 499 | Yes
5541672 | Discontinued | Systems | SXT+ R410A HP | KEEPRITE | CCH924GKA2* |  | EA*4X36*21A*+WALLCON | *9MA*0602120A** | 25000 | 13.5 | 16.7 | 25000 | 9.5 | 15700 | 1 | HRCU-A-CB |  |  | 177 | 499 | Yes
5541671 | Discontinued | Systems | SXT+ R410A HP | KEEPRITE | CCH924GKA2* |  | EA*4X36*21A*+WALLCON | *9MA*0801714A** | 25000 | 13.5 | 17 | 25000 | 9.5 | 15600 | 1 | HRCU-A-CB |  |  | 174 | 499 | Yes
5541673 | Discontinued | Systems | SXT+ R410A HP | KEEPRITE | CCH924GKA2* |  | EA*4X36*21A*+WALLCON | *9MA*0802120A** | 25000 | 13.7 | 17.2 | 25000 | 9.5 | 15600 | 1 | HRCU-A-CB |  |  | 172 | 499 | Yes
5541674 | Discontinued | Systems | SXT+ R410A HP | KEEPRITE | CCH924GKA2* |  | EA*4X36*21A*+WALLCON | *9MA*1002122A** | 25000 | 13.7 | 17.2 | 25000 | 9.5 | 15600 | 1 | HRCU-A-CB |  |  | 172 | 499 | Yes
5541806 | Discontinued | Systems | SXT+ R410A HP | KEEPRITE | CCH924GKA2* |  | EHD4X24A** | *8MX*0451408** | 24200 | 13 | 16.2 | 25000 | 9 | 15500 | 1 | HRCU-A-CB |  |  | 177 | 527 | Yes
5541905 | Discontinued | Systems | SXT+ R410A HP | KEEPRITE | CCH924GKA2* |  | EHD4X24A** | *9MV*0401410A** | 23800 | 12.5 | 15.5 | 25000 | 8.5 | 15700 | 1 | HRCU-A-CB |  |  | 182 | 558 | Yes
5541906 | Discontinued | Systems | SXT+ R410A HP | KEEPRITE | CCH924GKA2* |  | EHD4X24A** | *9MV*0601714A** | 24800 | 13 | 16.2 | 25000 | 9 | 15900 | 1 | HRCU-A-CB |  |  | 181 | 527 | Yes
5541907 | Discontinued | Systems | SXT+ R410A HP | KEEPRITE | CCH924GKA2* |  | EHD4X24A** | *9MV*0801716A** | 24600 | 13.2 | 16.5 | 25000 | 9 | 15700 | 1 | HRCU-A-CB |  |  | 177 | 527 | Yes
5541908 | Discontinued | Systems | SXT+ R410A HP | KEEPRITE | CCH924GKA2* |  | EHD4X24A** | *9MV*0802120A** | 25000 | 13.2 | 16.7 | 25000 | 9.2 | 15800 | 1 | HRCU-A-CB |  |  | 177 | 515 | Yes
5541909 | Discontinued | Systems | SXT+ R410A HP | KEEPRITE | CCH924GKA2* |  | EHD4X24A** | *9MV*1002120A** | 24600 | 13.2 | 16.7 | 25000 | 9.2 | 15600 | 1 | HRCU-A-CB |  |  | 174 | 515 | Yes
5541910 | Discontinued | Systems | SXT+ R410A HP | KEEPRITE | CCH924GKA2* |  | EHD4X24A** | *9MV*1202422A** | 24600 | 13.2 | 16.7 | 25000 | 9.2 | 15600 | 1 | HRCU-A-CB |  |  | 174 | 515 | Yes
5541787 | Discontinued | Systems | SXT+ R410A HP | KEEPRITE | CCH924GKA2* |  | EHD4X24A** | *9MX*0601714A** | 25000 | 13 | 16.5 | 25000 | 9.2 | 16000 | 1 | HRCU-A-CB |  |  | 179 | 515 | Yes
5541948 | Discontinued | Systems | SXT+ R410A HP | KEEPRITE | CCH924GKA2* |  | EHD4X24A** | MV08**14C* | 24200 | 13.2 | 16.7 | 25000 | 9 | 15300 | 1 | HRCU-A-CB |  |  | 172 | 527 | Yes
5541949 | Discontinued | Systems | SXT+ R410A HP | KEEPRITE | CCH924GKA2* |  | EHD4X24A** | MV12**17C* | 24400 | 13.2 | 16.7 | 25000 | 9 | 15400 | 1 | HRCU-A-CB |  |  | 173 | 527 | Yes
5541820 | Discontinued | Systems | SXT+ R410A HP | KEEPRITE | CCH924GKA2* |  | EHD4X24A** | NOMV106D12* | 24800 | 13 | 16.2 | 25000 | 8.5 | 15800 | 1 | HRCU-A-CB |  |  | 181 | 558 | Yes
5691575 | Active | Systems | SXT+ R410A HP | KEEPRITE | CCH924GKA2* |  | EHD4X24A** | OLV098A12* | 24400 | 13 | 15.7 | 25000 | 8.5 | 15600 | 1 | HRCU-A-CB |  |  | 184 | 558 | Yes
5691478 | Active | Systems | SXT+ R410A HP | KEEPRITE | CCH924GKA2* |  | EHD4X24A** | OMV098J12* | 24400 | 13 | 16.2 | 25000 | 9 | 15600 | 1 | HRCU-A-CB |  |  | 178 | 527 | Yes
5541846 | Discontinued | Systems | SXT+ R410A HP | KEEPRITE | CCH924GKA2* |  | EHD4X24A** | OMV112K14A | 24200 | 13.2 | 16.5 | 25000 | 9 | 15400 | 1 | HRCU-A-CB |  |  | 174 | 527 | Yes
5541716 | Discontinued | Systems | SXT+ R410A HP | KEEPRITE | CCH924GKA2* |  | EHD4X24A**+WALLCON | *8MV*0701412** | 25000 | 13.5 | 17 | 25000 | 9.5 | 15700 | 1 | HRCU-A-CB |  |  | 174 | 499 | Yes
5541717 | Discontinued | Systems | SXT+ R410A HP | KEEPRITE | CCH924GKA2* |  | EHD4X24A**+WALLCON | *8MV*0901716** | 25000 | 13.5 | 17 | 25000 | 9.5 | 15700 | 1 | HRCU-A-CB |  |  | 174 | 499 | Yes
5541718 | Discontinued | Systems | SXT+ R410A HP | KEEPRITE | CCH924GKA2* |  | EHD4X24A**+WALLCON | *8MV*1102120** | 25000 | 13.5 | 16.7 | 25000 | 9.5 | 15700 | 1 | HRCU-A-CB |  |  | 177 | 499 | Yes
5541719 | Discontinued | Systems | SXT+ R410A HP | KEEPRITE | CCH924GKA2* |  | EHD4X24A**+WALLCON | *8MV*1352422** | 25000 | 13.5 | 17 | 25000 | 9.5 | 15700 | 1 | HRCU-A-CB |  |  | 174 | 499 | Yes
5541710 | Discontinued | Systems | SXT+ R410A HP | KEEPRITE | CCH924GKA2* |  | EHD4X24A**+WALLCON | *9MA*0601714A** | 24800 | 13 | 16 | 25000 | 9.2 | 15900 | 1 | HRCU-A-CB |  |  | 184 | 515 | Yes
5541712 | Discontinued | Systems | SXT+ R410A HP | KEEPRITE | CCH924GKA2* |  | EHD4X24A**+WALLCON | *9MA*0602120A** | 24800 | 13.2 | 16.2 | 25000 | 9.2 | 15800 | 1 | HRCU-A-CB |  |  | 181 | 515 | Yes
5541711 | Discontinued | Systems | SXT+ R410A HP | KEEPRITE | CCH924GKA2* |  | EHD4X24A**+WALLCON | *9MA*0801714A** | 24800 | 13.2 | 16.2 | 25000 | 9.5 | 15800 | 1 | HRCU-A-CB |  |  | 181 | 499 | Yes
5541713 | Discontinued | Systems | SXT+ R410A HP | KEEPRITE | CCH924GKA2* |  | EHD4X24A**+WALLCON | *9MA*0802120A** | 25000 | 13.2 | 16.5 | 25000 | 9.5 | 15800 | 1 | HRCU-A-CB |  |  | 179 | 499 | Yes
5541714 | Discontinued | Systems | SXT+ R410A HP | KEEPRITE | CCH924GKA2* |  | EHD4X24A**+WALLCON | *9MA*1002122A** | 25000 | 13.2 | 16.7 | 25000 | 9.5 | 15700 | 1 | HRCU-A-CB |  |  | 177 | 499 | Yes
5541715 | Discontinued | Systems | SXT+ R410A HP | KEEPRITE | CCH924GKA2* |  | EHD4X24A**+WALLCON | *9MA*1202422A** | 24800 | 13.2 | 16.5 | 25000 | 9.5 | 15800 | 1 | HRCU-A-CB |  |  | 178 | 499 | Yes
5541807 | Discontinued | Systems | SXT+ R410A HP | KEEPRITE | CCH924GKA2* |  | EHD4X30A** | *8MX*0451408** | 24400 | 13.2 | 16.5 | 25000 | 9 | 15500 | 1 | HRCU-A-CB |  |  | 175 | 527 | Yes
5541911 | Discontinued | Systems | SXT+ R410A HP | KEEPRITE | CCH924GKA2* |  | EHD4X30A** | *9MV*0401410A** | 24000 | 12.5 | 15.7 | 25000 | 8.5 | 15800 | 1 | HRCU-A-CB |  |  | 181 | 558 | Yes
5541912 | Discontinued | Systems | SXT+ R410A HP | KEEPRITE | CCH924GKA2* |  | EHD4X30A** | *9MV*0601714A** | 24600 | 13.2 | 16.5 | 25000 | 9 | 15700 | 1 | HRCU-A-CB |  |  | 177 | 527 | Yes
5541913 | Discontinued | Systems | SXT+ R410A HP | KEEPRITE | CCH924GKA2* |  | EHD4X30A** | *9MV*0801716A** | 24800 | 13.2 | 16.7 | 25000 | 9.2 | 15700 | 1 | HRCU-A-CB |  |  | 176 | 515 | Yes
5541914 | Discontinued | Systems | SXT+ R410A HP | KEEPRITE | CCH924GKA2* |  | EHD4X30A** | *9MV*0802120A** | 24200 | 13.5 | 16.7 | 25000 | 9.2 | 15400 | 1 | HRCU-A-CB |  |  | 172 | 515 | Yes
5541915 | Discontinued | Systems | SXT+ R410A HP | KEEPRITE | CCH924GKA2* |  | EHD4X30A** | *9MV*1002120A** | 25000 | 13.5 | 17 | 25000 | 9.5 | 15700 | 1 | HRCU-A-CB |  |  | 174 | 499 | Yes
5541916 | Discontinued | Systems | SXT+ R410A HP | KEEPRITE | CCH924GKA2* |  | EHD4X30A** | *9MV*1202422A** | 25000 | 13.7 | 17 | 25000 | 9.5 | 15400 | 1 | HRCU-A-CB |  |  | 174 | 499 | Yes
5541789 | Discontinued | Systems | SXT+ R410A HP | KEEPRITE | CCH924GKA2* |  | EHD4X30A** | *9MX*0601714A** | 25400 | 13.2 | 17 | 25000 | 9.5 | 16000 | 1 | HRCU-A-CB |  |  | 177 | 499 | Yes
5541950 | Discontinued | Systems | SXT+ R410A HP | KEEPRITE | CCH924GKA2* |  | EHD4X30A** | MV08**14C* | 24200 | 13.5 | 16.7 | 25000 | 9 | 15300 | 1 | HRCU-A-CB |  |  | 172 | 527 | Yes
5541951 | Discontinued | Systems | SXT+ R410A HP | KEEPRITE | CCH924GKA2* |  | EHD4X30A** | MV12**17C* | 24400 | 13.5 | 17 | 25000 | 9 | 15400 | 1 | HRCU-A-CB |  |  | 170 | 527 | Yes
5541821 | Discontinued | Systems | SXT+ R410A HP | KEEPRITE | CCH924GKA2* |  | EHD4X30A** | NOMV106D12* | 25000 | 13.2 | 16.5 | 25000 | 8.5 | 15700 | 1 | HRCU-A-CB |  |  | 179 | 558 | Yes
5691583 | Active | Systems | SXT+ R410A HP | KEEPRITE | CCH924GKA2* |  | EHD4X30A** | OLV098A12* | 24400 | 13.2 | 16 | 25000 | 8.5 | 15500 | 1 | HRCU-A-CB |  |  | 181 | 558 | Yes
5691487 | Active | Systems | SXT+ R410A HP | KEEPRITE | CCH924GKA2* |  | EHD4X30A** | OMV098J12* | 24400 | 13.2 | 16.7 | 25000 | 9 | 15600 | 1 | HRCU-A-CB |  |  | 173 | 527 | Yes
5541848 | Discontinued | Systems | SXT+ R410A HP | KEEPRITE | CCH924GKA2* |  | EHD4X30A** | OMV112K14A | 24400 | 13.5 | 16.7 | 25000 | 9 | 15400 | 1 | HRCU-A-CB |  |  | 173 | 527 | Yes
5541726 | Discontinued | Systems | SXT+ R410A HP | KEEPRITE | CCH924GKA2* |  | EHD4X30A**+WALLCON | *8MV*0701412** | 25000 | 13.7 | 17.2 | 25000 | 9.5 | 15700 | 1 | HRCU-A-CB |  |  | 172 | 499 | Yes
5541727 | Discontinued | Systems | SXT+ R410A HP | KEEPRITE | CCH924GKA2* |  | EHD4X30A**+WALLCON | *8MV*0901716** | 25000 | 13.7 | 17.2 | 25000 | 9.5 | 15600 | 1 | HRCU-A-CB |  |  | 172 | 499 | Yes
5541728 | Discontinued | Systems | SXT+ R410A HP | KEEPRITE | CCH924GKA2* |  | EHD4X30A**+WALLCON | *8MV*1102120** | 25000 | 13.7 | 17.2 | 25000 | 9.5 | 15700 | 1 | HRCU-A-CB |  |  | 172 | 499 | Yes
5541729 | Discontinued | Systems | SXT+ R410A HP | KEEPRITE | CCH924GKA2* |  | EHD4X30A**+WALLCON | *8MV*1352422** | 25000 | 13.7 | 17.2 | 25000 | 9.5 | 15600 | 1 | HRCU-A-CB |  |  | 172 | 499 | Yes
5541720 | Discontinued | Systems | SXT+ R410A HP | KEEPRITE | CCH924GKA2* |  | EHD4X30A**+WALLCON | *9MA*0601714A** | 25000 | 13.2 | 16.5 | 25000 | 9.5 | 15800 | 1 | HRCU-A-CB |  |  | 179 | 499 | Yes
5541722 | Discontinued | Systems | SXT+ R410A HP | KEEPRITE | CCH924GKA2* |  | EHD4X30A**+WALLCON | *9MA*0602120A** | 25000 | 13.2 | 16.7 | 25000 | 9.5 | 15800 | 1 | HRCU-A-CB |  |  | 177 | 499 | Yes
5541721 | Discontinued | Systems | SXT+ R410A HP | KEEPRITE | CCH924GKA2* |  | EHD4X30A**+WALLCON | *9MA*0801714A** | 25000 | 13.2 | 16.7 | 25000 | 9.5 | 15800 | 1 | HRCU-A-CB |  |  | 177 | 499 | Yes
5541723 | Discontinued | Systems | SXT+ R410A HP | KEEPRITE | CCH924GKA2* |  | EHD4X30A**+WALLCON | *9MA*0802120A** | 25000 | 13.5 | 17 | 25000 | 9.5 | 15700 | 1 | HRCU-A-CB |  |  | 174 | 499 | Yes
5541724 | Discontinued | Systems | SXT+ R410A HP | KEEPRITE | CCH924GKA2* |  | EHD4X30A**+WALLCON | *9MA*1002122A** | 25000 | 13.5 | 17 | 25000 | 9.5 | 15700 | 1 | HRCU-A-CB |  |  | 174 | 499 | Yes
5541725 | Discontinued | Systems | SXT+ R410A HP | KEEPRITE | CCH924GKA2* |  | EHD4X30A**+WALLCON | *9MA*1202422A** | 25000 | 13.5 | 16.7 | 25000 | 9.5 | 15700 | 1 | HRCU-A-CB |  |  | 177 | 499 | Yes
5541808 | Discontinued | Systems | SXT+ R410A HP | KEEPRITE | CCH924GKA2* |  | EHD4X36A** | *8MX*0451408** | 24600 | 13.2 | 16.7 | 25000 | 9 | 15600 | 1 | HRCU-A-CB |  |  | 174 | 527 | Yes
5541917 | Discontinued | Systems | SXT+ R410A HP | KEEPRITE | CCH924GKA2* |  | EHD4X36A** | *9MV*0401410A** | 24200 | 12.5 | 15.7 | 25000 | 9 | 15800 | 1 | HRCU-A-CB |  |  | 183 | 527 | Yes
5541918 | Discontinued | Systems | SXT+ R410A HP | KEEPRITE | CCH924GKA2* |  | EHD4X36A** | *9MV*0601714A** | 24800 | 13.2 | 16.7 | 25000 | 9.5 | 15800 | 1 | HRCU-A-CB |  |  | 176 | 499 | Yes
5541919 | Discontinued | Systems | SXT+ R410A HP | KEEPRITE | CCH924GKA2* |  | EHD4X36A** | *9MV*0801716A** | 25000 | 13.5 | 16.7 | 25000 | 9.5 | 15700 | 1 | HRCU-A-CB |  |  | 177 | 499 | Yes
5541920 | Discontinued | Systems | SXT+ R410A HP | KEEPRITE | CCH924GKA2* |  | EHD4X36A** | *9MV*0802120A** | 24600 | 13.7 | 17 | 25000 | 9.5 | 15500 | 1 | HRCU-A-CB |  |  | 171 | 499 | Yes
5541921 | Discontinued | Systems | SXT+ R410A HP | KEEPRITE | CCH924GKA2* |  | EHD4X36A** | *9MV*1002120A** | 25000 | 13.7 | 17.2 | 25000 | 9.5 | 15600 | 1 | HRCU-A-CB |  |  | 172 | 499 | Yes
5541922 | Discontinued | Systems | SXT+ R410A HP | KEEPRITE | CCH924GKA2* |  | EHD4X36A** | *9MV*1202422A** | 24800 | 13.7 | 17 | 25000 | 9.5 | 15500 | 1 | HRCU-A-CB |  |  | 173 | 499 | Yes
5541791 | Discontinued | Systems | SXT+ R410A HP | KEEPRITE | CCH924GKA2* |  | EHD4X36A** | *9MX*0601714A** | 25600 | 13.2 | 17 | 25000 | 9.5 | 16100 | 1 | HRCU-A-CB |  |  | 178 | 499 | Yes
5541952 | Discontinued | Systems | SXT+ R410A HP | KEEPRITE | CCH924GKA2* |  | EHD4X36A** | MV08**14C* | 24200 | 13.5 | 16.7 | 25000 | 9 | 15300 | 1 | HRCU-A-CB |  |  | 172 | 527 | Yes
5541953 | Discontinued | Systems | SXT+ R410A HP | KEEPRITE | CCH924GKA2* |  | EHD4X36A** | MV12**17C* | 24400 | 13.7 | 17 | 25000 | 9 | 15400 | 1 | HRCU-A-CB |  |  | 170 | 527 | Yes
5541822 | Discontinued | Systems | SXT+ R410A HP | KEEPRITE | CCH924GKA2* |  | EHD4X36A** | NOMV106D12* | 25000 | 13.5 | 16.5 | 25000 | 9 | 15700 | 1 | HRCU-A-CB |  |  | 179 | 527 | Yes
5691588 | Active | Systems | SXT+ R410A HP | KEEPRITE | CCH924GKA2* |  | EHD4X36A** | OLV098A12* | 24600 | 13.2 | 16 | 25000 | 8.5 | 15500 | 1 | HRCU-A-CB |  |  | 182 | 558 | Yes
5691495 | Active | Systems | SXT+ R410A HP | KEEPRITE | CCH924GKA2* |  | EHD4X36A** | OMV098J12* | 24600 | 13.2 | 16.7 | 25000 | 9 | 15600 | 1 | HRCU-A-CB |  |  | 174 | 527 | Yes
5541850 | Discontinued | Systems | SXT+ R410A HP | KEEPRITE | CCH924GKA2* |  | EHD4X36A** | OMV112K14A | 24400 | 13.5 | 17 | 25000 | 9.2 | 15400 | 1 | HRCU-A-CB |  |  | 170 | 515 | Yes
5541736 | Discontinued | Systems | SXT+ R410A HP | KEEPRITE | CCH924GKA2* |  | EHD4X36A**+WALLCON | *8MV*0701412** | 25200 | 13.7 | 17.2 | 25000 | 9.5 | 15700 | 1 | HRCU-A-CB |  |  | 173 | 499 | Yes
5541737 | Discontinued | Systems | SXT+ R410A HP | KEEPRITE | CCH924GKA2* |  | EHD4X36A**+WALLCON | *8MV*0901716** | 25200 | 13.7 | 17.5 | 25000 | 9.7 | 15600 | 1 | HRCU-A-CB |  |  | 170 | 489 | Yes
5541738 | Discontinued | Systems | SXT+ R410A HP | KEEPRITE | CCH924GKA2* |  | EHD4X36A**+WALLCON | *8MV*1102120** | 25200 | 13.7 | 17.2 | 25000 | 9.5 | 15600 | 1 | HRCU-A-CB |  |  | 173 | 499 | Yes
5541739 | Discontinued | Systems | SXT+ R410A HP | KEEPRITE | CCH924GKA2* |  | EHD4X36A**+WALLCON | *8MV*1352422** | 25200 | 14 | 17.5 | 25000 | 9.7 | 15600 | 1 | HRCU-A-CB |  |  | 170 | 489 | Yes
5541730 | Discontinued | Systems | SXT+ R410A HP | KEEPRITE | CCH924GKA2* |  | EHD4X36A**+WALLCON | *9MA*0601714A** | 25000 | 13.2 | 16.5 | 25000 | 9.5 | 15800 | 1 | HRCU-A-CB |  |  | 179 | 499 | Yes
5541732 | Discontinued | Systems | SXT+ R410A HP | KEEPRITE | CCH924GKA2* |  | EHD4X36A**+WALLCON | *9MA*0602120A** | 25000 | 13.5 | 17 | 25000 | 9.5 | 15800 | 1 | HRCU-A-CB |  |  | 174 | 499 | Yes
5541731 | Discontinued | Systems | SXT+ R410A HP | KEEPRITE | CCH924GKA2* |  | EHD4X36A**+WALLCON | *9MA*0801714A** | 25000 | 13.5 | 17 | 25000 | 9.5 | 15700 | 1 | HRCU-A-CB |  |  | 174 | 499 | Yes
5541733 | Discontinued | Systems | SXT+ R410A HP | KEEPRITE | CCH924GKA2* |  | EHD4X36A**+WALLCON | *9MA*0802120A** | 25000 | 13.7 | 17.2 | 25000 | 9.5 | 15700 | 1 | HRCU-A-CB |  |  | 172 | 499 | Yes
5541734 | Discontinued | Systems | SXT+ R410A HP | KEEPRITE | CCH924GKA2* |  | EHD4X36A**+WALLCON | *9MA*1002122A** | 25200 | 13.7 | 17.2 | 25000 | 9.5 | 15700 | 1 | HRCU-A-CB |  |  | 173 | 499 | Yes
5541735 | Discontinued | Systems | SXT+ R410A HP | KEEPRITE | CCH924GKA2* |  | EHD4X36A**+WALLCON | *9MA*1202422A** | 25000 | 13.7 | 17 | 25000 | 9.5 | 15700 | 1 | HRCU-A-CB |  |  | 174 | 499 | Yes
5541798 | Discontinued | Systems | SXT+ R410A HP | KEEPRITE | CCH924GKA2* |  | EN(A,D)4X24*14** | *8MX*0451408** | 24200 | 13 | 16.2 | 25000 | 9 | 15500 | 1 | HRCU-A-CB |  |  | 177 | 527 | Yes
5541881 | Discontinued | Systems | SXT+ R410A HP | KEEPRITE | CCH924GKA2* |  | EN(A,D)4X24*14** | *9MV*0401410A** | 23800 | 12.5 | 15.7 | 25000 | 8.5 | 15700 | 1 | HRCU-A-CB |  |  | 179 | 558 | Yes
5541933 | Discontinued | Systems | SXT+ R410A HP | KEEPRITE | CCH924GKA2* |  | EN(A,D)4X24*14** | MV08**14C* | 24000 | 13.2 | 16.7 | 25000 | 9 | 15300 | 1 | HRCU-A-CB |  |  | 170 | 527 | Yes
5541677 | Discontinued | Systems | SXT+ R410A HP | KEEPRITE | CCH924GKA2* |  | EN(A,D)4X24*14**+WALLCON | *8MV*0701412** | 24800 | 13.5 | 17 | 25000 | 9.5 | 15700 | 1 | HRCU-A-CB |  |  | 173 | 499 | Yes
5541799 | Discontinued | Systems | SXT+ R410A HP | KEEPRITE | CCH924GKA2* |  | EN(A,D)4X24*17** | *8MX*0451408** | 24200 | 13 | 16.2 | 25000 | 9 | 15500 | 1 | HRCU-A-CB |  |  | 177 | 527 | Yes
5541882 | Discontinued | Systems | SXT+ R410A HP | KEEPRITE | CCH924GKA2* |  | EN(A,D)4X24*17** | *9MV*0401410A** | 23800 | 12.5 | 15.7 | 25000 | 8.5 | 15700 | 1 | HRCU-A-CB |  |  | 179 | 558 | Yes
5541883 | Discontinued | Systems | SXT+ R410A HP | KEEPRITE | CCH924GKA2* |  | EN(A,D)4X24*17** | *9MV*0601714A** | 24400 | 13 | 16.5 | 25000 | 9 | 15600 | 1 | HRCU-A-CB |  |  | 175 | 527 | Yes
5541884 | Discontinued | Systems | SXT+ R410A HP | KEEPRITE | CCH924GKA2* |  | EN(A,D)4X24*17** | *9MV*0801716A** | 24600 | 13.2 | 16.5 | 25000 | 9 | 15600 | 1 | HRCU-A-CB |  |  | 177 | 527 | Yes
5541773 | Discontinued | Systems | SXT+ R410A HP | KEEPRITE | CCH924GKA2* |  | EN(A,D)4X24*17** | *9MX*0601714A** | 25000 | 13 | 16.5 | 25000 | 9 | 16000 | 1 | HRCU-A-CB |  |  | 179 | 527 | Yes
5541934 | Discontinued | Systems | SXT+ R410A HP | KEEPRITE | CCH924GKA2* |  | EN(A,D)4X24*17** | MV08**14C* | 24000 | 13.2 | 16.7 | 25000 | 9 | 15300 | 1 | HRCU-A-CB |  |  | 170 | 527 | Yes
5541935 | Discontinued | Systems | SXT+ R410A HP | KEEPRITE | CCH924GKA2* |  | EN(A,D)4X24*17** | MV12**17C* | 24200 | 13.2 | 17 | 25000 | 9 | 15400 | 1 | HRCU-A-CB |  |  | 169 | 527 | Yes
5541813 | Discontinued | Systems | SXT+ R410A HP | KEEPRITE | CCH924GKA2* |  | EN(A,D)4X24*17** | NOMV106D12* | 24800 | 13 | 16.2 | 25000 | 8.5 | 15800 | 1 | HRCU-A-CB |  |  | 181 | 558 | Yes
5691531 | Active | Systems | SXT+ R410A HP | KEEPRITE | CCH924GKA2* |  | EN(A,D)4X24*17** | OLV098A12* | 24400 | 13 | 16 | 25000 | 8.5 | 15500 | 1 | HRCU-A-CB |  |  | 181 | 558 | Yes
5691433 | Active | Systems | SXT+ R410A HP | KEEPRITE | CCH924GKA2* |  | EN(A,D)4X24*17** | OMV098J12* | 24400 | 13 | 16.5 | 25000 | 9 | 15600 | 1 | HRCU-A-CB |  |  | 175 | 527 | Yes
5541832 | Discontinued | Systems | SXT+ R410A HP | KEEPRITE | CCH924GKA2* |  | EN(A,D)4X24*17** | OMV112K14A | 24200 | 13.2 | 16.7 | 25000 | 9 | 15400 | 1 | HRCU-A-CB |  |  | 172 | 527 | Yes
5541680 | Discontinued | Systems | SXT+ R410A HP | KEEPRITE | CCH924GKA2* |  | EN(A,D)4X24*17**+WALLCON | *8MV*0701412** | 24800 | 13.5 | 17 | 25000 | 9.5 | 15700 | 1 | HRCU-A-CB |  |  | 173 | 499 | Yes
5541681 | Discontinued | Systems | SXT+ R410A HP | KEEPRITE | CCH924GKA2* |  | EN(A,D)4X24*17**+WALLCON | *8MV*0901716** | 25000 | 13.5 | 17.2 | 25000 | 9.5 | 15600 | 1 | HRCU-A-CB |  |  | 172 | 499 | Yes
5541678 | Discontinued | Systems | SXT+ R410A HP | KEEPRITE | CCH924GKA2* |  | EN(A,D)4X24*17**+WALLCON | *9MA*0601714A** | 24800 | 13 | 16.2 | 25000 | 9 | 15800 | 1 | HRCU-A-CB |  |  | 181 | 527 | Yes
5541679 | Discontinued | Systems | SXT+ R410A HP | KEEPRITE | CCH924GKA2* |  | EN(A,D)4X24*17**+WALLCON | *9MA*0801714A** | 24800 | 13.2 | 16.5 | 25000 | 9.2 | 15800 | 1 | HRCU-A-CB |  |  | 178 | 515 | Yes
5541800 | Discontinued | Systems | SXT+ R410A HP | KEEPRITE | CCH924GKA2* |  | EN(A,D)4X30*14** | *8MX*0451408** | 24200 | 13.2 | 16.2 | 25000 | 9 | 15500 | 1 | HRCU-A-CB |  |  | 177 | 527 | Yes
5541885 | Discontinued | Systems | SXT+ R410A HP | KEEPRITE | CCH924GKA2* |  | EN(A,D)4X30*14** | *9MV*0401410A** | 23800 | 12.5 | 15.7 | 25000 | 8.5 | 15700 | 1 | HRCU-A-CB |  |  | 179 | 558 | Yes
5541936 | Discontinued | Systems | SXT+ R410A HP | KEEPRITE | CCH924GKA2* |  | EN(A,D)4X30*14** | MV08**14C* | 24200 | 13.2 | 16.7 | 25000 | 9 | 15300 | 1 | HRCU-A-CB |  |  | 172 | 527 | Yes
5541682 | Discontinued | Systems | SXT+ R410A HP | KEEPRITE | CCH924GKA2* |  | EN(A,D)4X30*14**+WALLCON | *8MV*0701412** | 24800 | 13.5 | 17 | 25000 | 9.5 | 15700 | 1 | HRCU-A-CB |  |  | 173 | 499 | Yes
5541801 | Discontinued | Systems | SXT+ R410A HP | KEEPRITE | CCH924GKA2* |  | EN(A,D)4X30*17** | *8MX*0451408** | 24400 | 13.2 | 16.5 | 25000 | 9 | 15500 | 1 | HRCU-A-CB |  |  | 175 | 527 | Yes
5541886 | Discontinued | Systems | SXT+ R410A HP | KEEPRITE | CCH924GKA2* |  | EN(A,D)4X30*17** | *9MV*0401410A** | 24000 | 12.5 | 15.7 | 25000 | 9 | 15700 | 1 | HRCU-A-CB |  |  | 181 | 527 | Yes
5541887 | Discontinued | Systems | SXT+ R410A HP | KEEPRITE | CCH924GKA2* |  | EN(A,D)4X30*17** | *9MV*0601714A** | 24600 | 13.2 | 16.5 | 25000 | 9.2 | 15700 | 1 | HRCU-A-CB |  |  | 177 | 515 | Yes
5541888 | Discontinued | Systems | SXT+ R410A HP | KEEPRITE | CCH924GKA2* |  | EN(A,D)4X30*17** | *9MV*0801716A** | 24800 | 13.2 | 16.7 | 25000 | 9.5 | 15700 | 1 | HRCU-A-CB |  |  | 176 | 499 | Yes
5541776 | Discontinued | Systems | SXT+ R410A HP | KEEPRITE | CCH924GKA2* |  | EN(A,D)4X30*17** | *9MX*0601714A** | 25200 | 13 | 16.7 | 25000 | 9.5 | 16000 | 1 | HRCU-A-CB |  |  | 179 | 499 | Yes
5541937 | Discontinued | Systems | SXT+ R410A HP | KEEPRITE | CCH924GKA2* |  | EN(A,D)4X30*17** | MV08**14C* | 24200 | 13.5 | 17 | 25000 | 9 | 15300 | 1 | HRCU-A-CB |  |  | 169 | 527 | Yes
5541938 | Discontinued | Systems | SXT+ R410A HP | KEEPRITE | CCH924GKA2* |  | EN(A,D)4X30*17** | MV12**17C* | 24400 | 13.5 | 17 | 25000 | 9 | 15300 | 1 | HRCU-A-CB |  |  | 170 | 527 | Yes
5541814 | Discontinued | Systems | SXT+ R410A HP | KEEPRITE | CCH924GKA2* |  | EN(A,D)4X30*17** | NOMV106D12* | 24800 | 13.2 | 16.5 | 25000 | 9 | 15700 | 1 | HRCU-A-CB |  |  | 178 | 527 | Yes
5691532 | Active | Systems | SXT+ R410A HP | KEEPRITE | CCH924GKA2* |  | EN(A,D)4X30*17** | OLV098A12* | 24400 | 13.2 | 16 | 25000 | 8.5 | 15500 | 1 | HRCU-A-CB |  |  | 181 | 558 | Yes
5691436 | Active | Systems | SXT+ R410A HP | KEEPRITE | CCH924GKA2* |  | EN(A,D)4X30*17** | OMV098J12* | 24400 | 13.2 | 16.7 | 25000 | 9 | 15500 | 1 | HRCU-A-CB |  |  | 173 | 527 | Yes
5541834 | Discontinued | Systems | SXT+ R410A HP | KEEPRITE | CCH924GKA2* |  | EN(A,D)4X30*17** | OMV112K14A | 24200 | 13.5 | 16.7 | 25000 | 9 | 15300 | 1 | HRCU-A-CB |  |  | 172 | 527 | Yes
5541685 | Discontinued | Systems | SXT+ R410A HP | KEEPRITE | CCH924GKA2* |  | EN(A,D)4X30*17**+WALLCON | *8MV*0701412** | 25000 | 13.7 | 17 | 25000 | 9.5 | 15600 | 1 | HRCU-A-CB |  |  | 174 | 499 | Yes
5541686 | Discontinued | Systems | SXT+ R410A HP | KEEPRITE | CCH924GKA2* |  | EN(A,D)4X30*17**+WALLCON | *8MV*0901716** | 25000 | 13.7 | 17.2 | 25000 | 9.5 | 15600 | 1 | HRCU-A-CB |  |  | 172 | 499 | Yes
5541683 | Discontinued | Systems | SXT+ R410A HP | KEEPRITE | CCH924GKA2* |  | EN(A,D)4X30*17**+WALLCON | *9MA*0601714A** | 24800 | 13.2 | 16.5 | 25000 | 9.5 | 15800 | 1 | HRCU-A-CB |  |  | 178 | 499 | Yes
5541684 | Discontinued | Systems | SXT+ R410A HP | KEEPRITE | CCH924GKA2* |  | EN(A,D)4X30*17**+WALLCON | *9MA*0801714A** | 24800 | 13.5 | 16.7 | 25000 | 9.5 | 15700 | 1 | HRCU-A-CB |  |  | 176 | 499 | Yes
5541892 | Discontinued | Systems | SXT+ R410A HP | KEEPRITE | CCH924GKA2* |  | EN(A,D)4X36*21** | *9MV*0601714A** | 24600 | 13.2 | 16.5 | 25000 | 9.2 | 15700 | 1 | HRCU-A-CB |  |  | 177 | 515 | Yes
5541893 | Discontinued | Systems | SXT+ R410A HP | KEEPRITE | CCH924GKA2* |  | EN(A,D)4X36*21** | *9MV*0801716A** | 24800 | 13.2 | 16.7 | 25000 | 9.5 | 15700 | 1 | HRCU-A-CB |  |  | 176 | 499 | Yes
5541894 | Discontinued | Systems | SXT+ R410A HP | KEEPRITE | CCH924GKA2* |  | EN(A,D)4X36*21** | *9MV*0802120A** | 24400 | 13.5 | 17 | 25000 | 9.5 | 15400 | 1 | HRCU-A-CB |  |  | 170 | 499 | Yes
5541895 | Discontinued | Systems | SXT+ R410A HP | KEEPRITE | CCH924GKA2* |  | EN(A,D)4X36*21** | *9MV*1002120A** | 24800 | 13.5 | 17 | 25000 | 9.5 | 15600 | 1 | HRCU-A-CB |  |  | 173 | 499 | Yes
5541779 | Discontinued | Systems | SXT+ R410A HP | KEEPRITE | CCH924GKA2* |  | EN(A,D)4X36*21** | *9MX*0601714A** | 25200 | 13.2 | 16.7 | 25000 | 9.5 | 16000 | 1 | HRCU-A-CB |  |  | 179 | 499 | Yes
5541941 | Discontinued | Systems | SXT+ R410A HP | KEEPRITE | CCH924GKA2* |  | EN(A,D)4X36*21** | MV12**17C* | 24400 | 13.5 | 17 | 25000 | 9 | 15300 | 1 | HRCU-A-CB |  |  | 170 | 527 | Yes
5541816 | Discontinued | Systems | SXT+ R410A HP | KEEPRITE | CCH924GKA2* |  | EN(A,D)4X36*21** | NOMV106D12* | 24800 | 13.2 | 16.5 | 25000 | 9 | 15600 | 1 | HRCU-A-CB |  |  | 178 | 527 | Yes
5691552 | Active | Systems | SXT+ R410A HP | KEEPRITE | CCH924GKA2* |  | EN(A,D)4X36*21** | OLV098A12* | 24400 | 13.2 | 16 | 25000 | 8.5 | 15500 | 1 | HRCU-A-CB |  |  | 181 | 558 | Yes
5691453 | Active | Systems | SXT+ R410A HP | KEEPRITE | CCH924GKA2* |  | EN(A,D)4X36*21** | OMV098J12* | 24400 | 13.2 | 16.7 | 25000 | 9 | 15500 | 1 | HRCU-A-CB |  |  | 173 | 527 | Yes
5541838 | Discontinued | Systems | SXT+ R410A HP | KEEPRITE | CCH924GKA2* |  | EN(A,D)4X36*21** | OMV112K14A | 24200 | 13.5 | 16.7 | 25000 | 9 | 15300 | 1 | HRCU-A-CB |  |  | 172 | 527 | Yes
5541696 | Discontinued | Systems | SXT+ R410A HP | KEEPRITE | CCH924GKA2* |  | EN(A,D)4X36*21**+WALLCON | *8MV*0901716** | 25000 | 13.7 | 17.2 | 25000 | 9.5 | 15600 | 1 | HRCU-A-CB |  |  | 172 | 499 | Yes
5541697 | Discontinued | Systems | SXT+ R410A HP | KEEPRITE | CCH924GKA2* |  | EN(A,D)4X36*21**+WALLCON | *8MV*1102120** | 25000 | 13.7 | 17.2 | 25000 | 9.5 | 15600 | 1 | HRCU-A-CB |  |  | 172 | 499 | Yes
5541691 | Discontinued | Systems | SXT+ R410A HP | KEEPRITE | CCH924GKA2* |  | EN(A,D)4X36*21**+WALLCON | *9MA*0601714A** | 24800 | 13.2 | 16.5 | 25000 | 9.5 | 15800 | 1 | HRCU-A-CB |  |  | 178 | 499 | Yes
5541693 | Discontinued | Systems | SXT+ R410A HP | KEEPRITE | CCH924GKA2* |  | EN(A,D)4X36*21**+WALLCON | *9MA*0602120A** | 24800 | 13.2 | 16.7 | 25000 | 9.5 | 15700 | 1 | HRCU-A-CB |  |  | 176 | 499 | Yes
5541692 | Discontinued | Systems | SXT+ R410A HP | KEEPRITE | CCH924GKA2* |  | EN(A,D)4X36*21**+WALLCON | *9MA*0801714A** | 24800 | 13.5 | 16.7 | 25000 | 9.5 | 15700 | 1 | HRCU-A-CB |  |  | 176 | 499 | Yes
5541694 | Discontinued | Systems | SXT+ R410A HP | KEEPRITE | CCH924GKA2* |  | EN(A,D)4X36*21**+WALLCON | *9MA*0802120A** | 25000 | 13.5 | 17 | 25000 | 9.5 | 15600 | 1 | HRCU-A-CB |  |  | 174 | 499 | Yes
5541695 | Discontinued | Systems | SXT+ R410A HP | KEEPRITE | CCH924GKA2* |  | EN(A,D)4X36*21**+WALLCON | *9MA*1002122A** | 25000 | 13.7 | 17 | 25000 | 9.5 | 15600 | 1 | HRCU-A-CB |  |  | 174 | 499 | Yes
5541802 | Discontinued | Systems | SXT+ R410A HP | KEEPRITE | CCH924GKA2* |  | EN(A,D,W)4X36*17** | *8MX*0451408** | 24400 | 13.2 | 16.5 | 25000 | 9 | 15500 | 1 | HRCU-A-CB |  |  | 175 | 527 | Yes
5541889 | Discontinued | Systems | SXT+ R410A HP | KEEPRITE | CCH924GKA2* |  | EN(A,D,W)4X36*17** | *9MV*0401410A** | 24000 | 12.5 | 15.7 | 25000 | 9 | 15700 | 1 | HRCU-A-CB |  |  | 181 | 527 | Yes
5541890 | Discontinued | Systems | SXT+ R410A HP | KEEPRITE | CCH924GKA2* |  | EN(A,D,W)4X36*17** | *9MV*0601714A** | 24600 | 13.2 | 16.5 | 25000 | 9.2 | 15700 | 1 | HRCU-A-CB |  |  | 177 | 515 | Yes
5541891 | Discontinued | Systems | SXT+ R410A HP | KEEPRITE | CCH924GKA2* |  | EN(A,D,W)4X36*17** | *9MV*0801716A** | 24800 | 13.2 | 16.7 | 25000 | 9.5 | 15700 | 1 | HRCU-A-CB |  |  | 176 | 499 | Yes
5541778 | Discontinued | Systems | SXT+ R410A HP | KEEPRITE | CCH924GKA2* |  | EN(A,D,W)4X36*17** | *9MX*0601714A** | 25200 | 13 | 16.7 | 25000 | 9.5 | 16000 | 1 | HRCU-A-CB |  |  | 179 | 499 | Yes
5541939 | Discontinued | Systems | SXT+ R410A HP | KEEPRITE | CCH924GKA2* |  | EN(A,D,W)4X36*17** | MV08**14C* | 24200 | 13.5 | 16.7 | 25000 | 9 | 15300 | 1 | HRCU-A-CB |  |  | 172 | 527 | Yes
5541940 | Discontinued | Systems | SXT+ R410A HP | KEEPRITE | CCH924GKA2* |  | EN(A,D,W)4X36*17** | MV12**17C* | 24400 | 13.5 | 17 | 25000 | 9 | 15300 | 1 | HRCU-A-CB |  |  | 170 | 527 | Yes
5541815 | Discontinued | Systems | SXT+ R410A HP | KEEPRITE | CCH924GKA2* |  | EN(A,D,W)4X36*17** | NOMV106D12* | 24800 | 13.2 | 16.5 | 25000 | 9 | 15700 | 1 | HRCU-A-CB |  |  | 178 | 527 | Yes
5691539 | Active | Systems | SXT+ R410A HP | KEEPRITE | CCH924GKA2* |  | EN(A,D,W)4X36*17** | OLV098A12* | 24400 | 13.2 | 16 | 25000 | 8.5 | 15500 | 1 | HRCU-A-CB |  |  | 181 | 558 | Yes
5691446 | Active | Systems | SXT+ R410A HP | KEEPRITE | CCH924GKA2* |  | EN(A,D,W)4X36*17** | OMV098J12* | 24400 | 13.2 | 16.7 | 25000 | 9 | 15500 | 1 | HRCU-A-CB |  |  | 173 | 527 | Yes
5541836 | Discontinued | Systems | SXT+ R410A HP | KEEPRITE | CCH924GKA2* |  | EN(A,D,W)4X36*17** | OMV112K14A | 24200 | 13.5 | 16.7 | 25000 | 9 | 15300 | 1 | HRCU-A-CB |  |  | 172 | 527 | Yes
5541689 | Discontinued | Systems | SXT+ R410A HP | KEEPRITE | CCH924GKA2* |  | EN(A,D,W)4X36*17**+WALLCON | *8MV*0701412** | 25000 | 13.7 | 17 | 25000 | 9.5 | 15600 | 1 | HRCU-A-CB |  |  | 174 | 499 | Yes
5541690 | Discontinued | Systems | SXT+ R410A HP | KEEPRITE | CCH924GKA2* |  | EN(A,D,W)4X36*17**+WALLCON | *8MV*0901716** | 25000 | 13.7 | 17.2 | 25000 | 9.5 | 15600 | 1 | HRCU-A-CB |  |  | 172 | 499 | Yes
5541687 | Discontinued | Systems | SXT+ R410A HP | KEEPRITE | CCH924GKA2* |  | EN(A,D,W)4X36*17**+WALLCON | *9MA*0601714A** | 24800 | 13.2 | 16.5 | 25000 | 9.5 | 15800 | 1 | HRCU-A-CB |  |  | 178 | 499 | Yes
5541688 | Discontinued | Systems | SXT+ R410A HP | KEEPRITE | CCH924GKA2* |  | EN(A,D,W)4X36*17**+WALLCON | *9MA*0801714A** | 24800 | 13.5 | 16.7 | 25000 | 9.5 | 15700 | 1 | HRCU-A-CB |  |  | 176 | 499 | Yes
5541803 | Discontinued | Systems | SXT+ R410A HP | KEEPRITE | CCH924GKA2* |  | ENH4X24*17** | *8MX*0451408** | 24200 | 13 | 16.2 | 25000 | 9 | 15500 | 1 | HRCU-A-CB |  |  | 177 | 527 | Yes
5541896 | Discontinued | Systems | SXT+ R410A HP | KEEPRITE | CCH924GKA2* |  | ENH4X24*17** | *9MV*0401410A** | 23800 | 12.5 | 15.7 | 25000 | 8.5 | 15700 | 1 | HRCU-A-CB |  |  | 179 | 558 | Yes
5541897 | Discontinued | Systems | SXT+ R410A HP | KEEPRITE | CCH924GKA2* |  | ENH4X24*17** | *9MV*0601714A** | 24400 | 13 | 16.5 | 25000 | 9 | 15600 | 1 | HRCU-A-CB |  |  | 175 | 527 | Yes
5541898 | Discontinued | Systems | SXT+ R410A HP | KEEPRITE | CCH924GKA2* |  | ENH4X24*17** | *9MV*0801716A** | 24600 | 13.2 | 16.5 | 25000 | 9 | 15600 | 1 | HRCU-A-CB |  |  | 177 | 527 | Yes
5541781 | Discontinued | Systems | SXT+ R410A HP | KEEPRITE | CCH924GKA2* |  | ENH4X24*17** | *9MX*0601714A** | 25000 | 13 | 16.5 | 25000 | 9 | 16000 | 1 | HRCU-A-CB |  |  | 179 | 527 | Yes
5541942 | Discontinued | Systems | SXT+ R410A HP | KEEPRITE | CCH924GKA2* |  | ENH4X24*17** | MV08**14C* | 24000 | 13.2 | 16.7 | 25000 | 9 | 15300 | 1 | HRCU-A-CB |  |  | 170 | 527 | Yes
5541943 | Discontinued | Systems | SXT+ R410A HP | KEEPRITE | CCH924GKA2* |  | ENH4X24*17** | MV12**17C* | 24200 | 13.2 | 17 | 25000 | 9 | 15400 | 1 | HRCU-A-CB |  |  | 169 | 527 | Yes
5541817 | Discontinued | Systems | SXT+ R410A HP | KEEPRITE | CCH924GKA2* |  | ENH4X24*17** | NOMV106D12* | 24800 | 13 | 16.2 | 25000 | 8.5 | 15800 | 1 | HRCU-A-CB |  |  | 181 | 558 | Yes
5691557 | Active | Systems | SXT+ R410A HP | KEEPRITE | CCH924GKA2* |  | ENH4X24*17** | OLV098A12* | 24400 | 13 | 16 | 25000 | 8.5 | 15500 | 1 | HRCU-A-CB |  |  | 181 | 558 | Yes
5691460 | Active | Systems | SXT+ R410A HP | KEEPRITE | CCH924GKA2* |  | ENH4X24*17** | OMV098J12* | 24400 | 13 | 16.5 | 25000 | 9 | 15600 | 1 | HRCU-A-CB |  |  | 175 | 527 | Yes
5541840 | Discontinued | Systems | SXT+ R410A HP | KEEPRITE | CCH924GKA2* |  | ENH4X24*17** | OMV112K14A | 24200 | 13.2 | 16.7 | 25000 | 9 | 15400 | 1 | HRCU-A-CB |  |  | 172 | 527 | Yes
5541700 | Discontinued | Systems | SXT+ R410A HP | KEEPRITE | CCH924GKA2* |  | ENH4X24*17**+WALLCON | *8MV*0701412** | 24800 | 13.5 | 17 | 25000 | 9.5 | 15700 | 1 | HRCU-A-CB |  |  | 173 | 499 | Yes
5541701 | Discontinued | Systems | SXT+ R410A HP | KEEPRITE | CCH924GKA2* |  | ENH4X24*17**+WALLCON | *8MV*0901716** | 25000 | 13.5 | 17.2 | 25000 | 9.5 | 15600 | 1 | HRCU-A-CB |  |  | 172 | 499 | Yes
5541698 | Discontinued | Systems | SXT+ R410A HP | KEEPRITE | CCH924GKA2* |  | ENH4X24*17**+WALLCON | *9MA*0601714A** | 24800 | 13 | 16.2 | 25000 | 9 | 15800 | 1 | HRCU-A-CB |  |  | 181 | 527 | Yes
5541699 | Discontinued | Systems | SXT+ R410A HP | KEEPRITE | CCH924GKA2* |  | ENH4X24*17**+WALLCON | *9MA*0801714A** | 24800 | 13.2 | 16.5 | 25000 | 9.2 | 15800 | 1 | HRCU-A-CB |  |  | 178 | 515 | Yes
5541804 | Discontinued | Systems | SXT+ R410A HP | KEEPRITE | CCH924GKA2* |  | ENH4X30*17** | *8MX*0451408** | 24400 | 13.2 | 16.5 | 25000 | 9 | 15500 | 1 | HRCU-A-CB |  |  | 175 | 527 | Yes
5541899 | Discontinued | Systems | SXT+ R410A HP | KEEPRITE | CCH924GKA2* |  | ENH4X30*17** | *9MV*0401410A** | 24000 | 12.5 | 15.7 | 25000 | 9 | 15700 | 1 | HRCU-A-CB |  |  | 181 | 527 | Yes
5541900 | Discontinued | Systems | SXT+ R410A HP | KEEPRITE | CCH924GKA2* |  | ENH4X30*17** | *9MV*0601714A** | 24600 | 13.2 | 16.5 | 25000 | 9.2 | 15700 | 1 | HRCU-A-CB |  |  | 177 | 515 | Yes
5541901 | Discontinued | Systems | SXT+ R410A HP | KEEPRITE | CCH924GKA2* |  | ENH4X30*17** | *9MV*0801716A** | 24800 | 13.2 | 16.7 | 25000 | 9.5 | 15700 | 1 | HRCU-A-CB |  |  | 176 | 499 | Yes
5541783 | Discontinued | Systems | SXT+ R410A HP | KEEPRITE | CCH924GKA2* |  | ENH4X30*17** | *9MX*0601714A** | 25200 | 13 | 17 | 25000 | 9.5 | 16000 | 1 | HRCU-A-CB |  |  | 176 | 499 | Yes
5541944 | Discontinued | Systems | SXT+ R410A HP | KEEPRITE | CCH924GKA2* |  | ENH4X30*17** | MV08**14C* | 24200 | 13.5 | 17 | 25000 | 9 | 15300 | 1 | HRCU-A-CB |  |  | 169 | 527 | Yes
5541945 | Discontinued | Systems | SXT+ R410A HP | KEEPRITE | CCH924GKA2* |  | ENH4X30*17** | MV12**17C* | 24400 | 13.5 | 17 | 25000 | 9 | 15300 | 1 | HRCU-A-CB |  |  | 170 | 527 | Yes
5541818 | Discontinued | Systems | SXT+ R410A HP | KEEPRITE | CCH924GKA2* |  | ENH4X30*17** | NOMV106D12* | 24800 | 13.2 | 16.5 | 25000 | 9 | 15700 | 1 | HRCU-A-CB |  |  | 178 | 527 | Yes
5691560 | Active | Systems | SXT+ R410A HP | KEEPRITE | CCH924GKA2* |  | ENH4X30*17** | OLV098A12* | 24400 | 13.2 | 16 | 25000 | 8.5 | 15500 | 1 | HRCU-A-CB |  |  | 181 | 558 | Yes
5691465 | Active | Systems | SXT+ R410A HP | KEEPRITE | CCH924GKA2* |  | ENH4X30*17** | OMV098J12* | 24400 | 13.2 | 16.7 | 25000 | 9 | 15500 | 1 | HRCU-A-CB |  |  | 173 | 527 | Yes
5541842 | Discontinued | Systems | SXT+ R410A HP | KEEPRITE | CCH924GKA2* |  | ENH4X30*17** | OMV112K14A | 24200 | 13.5 | 16.7 | 25000 | 9 | 15300 | 1 | HRCU-A-CB |  |  | 172 | 527 | Yes
5541704 | Discontinued | Systems | SXT+ R410A HP | KEEPRITE | CCH924GKA2* |  | ENH4X30*17**+WALLCON | *8MV*0701412** | 25000 | 13.7 | 17 | 25000 | 9.5 | 15600 | 1 | HRCU-A-CB |  |  | 174 | 499 | Yes
5541705 | Discontinued | Systems | SXT+ R410A HP | KEEPRITE | CCH924GKA2* |  | ENH4X30*17**+WALLCON | *8MV*0901716** | 25000 | 13.7 | 17.2 | 25000 | 9.5 | 15600 | 1 | HRCU-A-CB |  |  | 172 | 499 | Yes
5541702 | Discontinued | Systems | SXT+ R410A HP | KEEPRITE | CCH924GKA2* |  | ENH4X30*17**+WALLCON | *9MA*0601714A** | 24800 | 13.2 | 16.5 | 25000 | 9.5 | 15800 | 1 | HRCU-A-CB |  |  | 178 | 499 | Yes
5541703 | Discontinued | Systems | SXT+ R410A HP | KEEPRITE | CCH924GKA2* |  | ENH4X30*17**+WALLCON | *9MA*0801714A** | 24800 | 13.5 | 16.7 | 25000 | 9.5 | 15700 | 1 | HRCU-A-CB |  |  | 176 | 499 | Yes
5541805 | Discontinued | Systems | SXT+ R410A HP | KEEPRITE | CCH924GKA2* |  | ENH4X36*17** | *8MX*0451408** | 24400 | 13.2 | 16.5 | 25000 | 9 | 15500 | 1 | HRCU-A-CB |  |  | 175 | 527 | Yes
5541902 | Discontinued | Systems | SXT+ R410A HP | KEEPRITE | CCH924GKA2* |  | ENH4X36*17** | *9MV*0401410A** | 24000 | 12.5 | 15.7 | 25000 | 9 | 15700 | 1 | HRCU-A-CB |  |  | 181 | 527 | Yes
5541903 | Discontinued | Systems | SXT+ R410A HP | KEEPRITE | CCH924GKA2* |  | ENH4X36*17** | *9MV*0601714A** | 24600 | 13.2 | 16.5 | 25000 | 9.2 | 15700 | 1 | HRCU-A-CB |  |  | 177 | 515 | Yes
5541904 | Discontinued | Systems | SXT+ R410A HP | KEEPRITE | CCH924GKA2* |  | ENH4X36*17** | *9MV*0801716A** | 24800 | 13.2 | 16.7 | 25000 | 9.5 | 15700 | 1 | HRCU-A-CB |  |  | 176 | 499 | Yes
5541785 | Discontinued | Systems | SXT+ R410A HP | KEEPRITE | CCH924GKA2* |  | ENH4X36*17** | *9MX*0601714A** | 25200 | 13 | 17 | 25000 | 9.5 | 16000 | 1 | HRCU-A-CB |  |  | 176 | 499 | Yes
5541946 | Discontinued | Systems | SXT+ R410A HP | KEEPRITE | CCH924GKA2* |  | ENH4X36*17** | MV08**14C* | 24200 | 13.5 | 17 | 25000 | 9 | 15300 | 1 | HRCU-A-CB |  |  | 169 | 527 | Yes
5541947 | Discontinued | Systems | SXT+ R410A HP | KEEPRITE | CCH924GKA2* |  | ENH4X36*17** | MV12**17C* | 24400 | 13.5 | 17 | 25000 | 9 | 15300 | 1 | HRCU-A-CB |  |  | 170 | 527 | Yes
5541819 | Discontinued | Systems | SXT+ R410A HP | KEEPRITE | CCH924GKA2* |  | ENH4X36*17** | NOMV106D12* | 24800 | 13.2 | 16.5 | 25000 | 9 | 15700 | 1 | HRCU-A-CB |  |  | 178 | 527 | Yes
5691573 | Active | Systems | SXT+ R410A HP | KEEPRITE | CCH924GKA2* |  | ENH4X36*17** | OLV098A12* | 24400 | 13.2 | 16 | 25000 | 8.5 | 15500 | 1 | HRCU-A-CB |  |  | 181 | 558 | Yes
5691472 | Active | Systems | SXT+ R410A HP | KEEPRITE | CCH924GKA2* |  | ENH4X36*17** | OMV098J12* | 24400 | 13.2 | 16.7 | 25000 | 9 | 15500 | 1 | HRCU-A-CB |  |  | 173 | 527 | Yes
5541844 | Discontinued | Systems | SXT+ R410A HP | KEEPRITE | CCH924GKA2* |  | ENH4X36*17** | OMV112K14A | 24200 | 13.5 | 16.7 | 25000 | 9 | 15300 | 1 | HRCU-A-CB |  |  | 172 | 527 | Yes
5541708 | Discontinued | Systems | SXT+ R410A HP | KEEPRITE | CCH924GKA2* |  | ENH4X36*17**+WALLCON | *8MV*0701412** | 25000 | 13.7 | 17 | 25000 | 9.5 | 15600 | 1 | HRCU-A-CB |  |  | 174 | 499 | Yes
5541709 | Discontinued | Systems | SXT+ R410A HP | KEEPRITE | CCH924GKA2* |  | ENH4X36*17**+WALLCON | *8MV*0901716** | 25000 | 13.7 | 17.2 | 25000 | 9.5 | 15600 | 1 | HRCU-A-CB |  |  | 172 | 499 | Yes
5541706 | Discontinued | Systems | SXT+ R410A HP | KEEPRITE | CCH924GKA2* |  | ENH4X36*17**+WALLCON | *9MA*0601714A** | 24800 | 13.2 | 16.5 | 25000 | 9.5 | 15800 | 1 | HRCU-A-CB |  |  | 178 | 499 | Yes
5541707 | Discontinued | Systems | SXT+ R410A HP | KEEPRITE | CCH924GKA2* |  | ENH4X36*17**+WALLCON | *9MA*0801714A** | 24800 | 13.5 | 16.7 | 25000 | 9.5 | 15700 | 1 | HRCU-A-CB |  |  | 176 | 499 | Yes
5541740 | Discontinued | Systems | SXT+ R410A HP | KEEPRITE | CCH924GKA2* |  | FCM4X24****+WALLCON |  | 25200 | 13.7 | 17.5 | 25000 | 9.5 | 15600 | 1 | HRCU-A-CB |  |  | 170 | 499 | Yes
5541654 | Discontinued | Systems | SXT+ R410A HP | KEEPRITE | CCH924GKA2* |  | FCM4X36****+WALLCON |  | 24800 | 13.5 | 18 | 25000 | 10 | 15500 | 1 | HRCU-A-CB | Yes |  | 163 | 474 | Yes
5541760 | Discontinued | Systems | SXT+ R410A HP | KEEPRITE | CCH924GKA2* |  | FVM4X24**** |  | 24400 | 13.5 | 17 | 25000 | 9 | 15400 | 1 | HRCU-A-CB |  |  | 170 | 527 | Yes
5541761 | Discontinued | Systems | SXT+ R410A HP | KEEPRITE | CCH924GKA2* |  | FVM4X36**** |  | 24600 | 13.7 | 17 | 25000 | 9 | 15300 | 1 | HRCU-A-CB |  |  | 171 | 527 | Yes
5667332 | Active | Systems | SXT+ R410A HP | KEEPRITE | CCH924GKA3* |  | EA*4X24*14A* | *8MX*0451408** | 24200 | 13.2 | 16.5 | 25000 | 9 | 15500 | 1 | HRCU-A-CB |  |  | 174 | 527 | Yes
5667405 | Active | Systems | SXT+ R410A HP | KEEPRITE | CCH924GKA3* |  | EA*4X24*14A* | *9MV*0401410A** | 23800 | 12.5 | 15.7 | 25000 | 8.5 | 15700 | 1 | HRCU-A-CB |  |  | 179 | 558 | Yes
5667463 | Active | Systems | SXT+ R410A HP | KEEPRITE | CCH924GKA3* |  | EA*4X24*14A* | MV08**14C* | 24000 | 13.2 | 16.7 | 25000 | 9 | 15300 | 1 | HRCU-A-CB |  |  | 170 | 527 | Yes
5667195 | Active | Systems | SXT+ R410A HP | KEEPRITE | CCH924GKA3* |  | EA*4X24*14A*+WALLCON | *8MV*0701412** | 24800 | 13.5 | 17 | 25000 | 9.5 | 15600 | 1 | HRCU-A-CB |  |  | 173 | 499 | Yes
5667333 | Active | Systems | SXT+ R410A HP | KEEPRITE | CCH924GKA3* |  | EA*4X24*17A* | *8MX*0451408** | 24400 | 13.2 | 16.5 | 25000 | 9 | 15500 | 1 | HRCU-A-CB |  |  | 175 | 527 | Yes
5667406 | Active | Systems | SXT+ R410A HP | KEEPRITE | CCH924GKA3* |  | EA*4X24*17A* | *9MV*0401410A** | 24000 | 12.5 | 15.7 | 25000 | 8.5 | 15700 | 1 | HRCU-A-CB |  |  | 181 | 558 | Yes
5667407 | Active | Systems | SXT+ R410A HP | KEEPRITE | CCH924GKA3* |  | EA*4X24*17A* | *9MV*0601714A** | 24600 | 13.2 | 16.5 | 25000 | 9 | 15700 | 1 | HRCU-A-CB |  |  | 177 | 527 | Yes
5667408 | Active | Systems | SXT+ R410A HP | KEEPRITE | CCH924GKA3* |  | EA*4X24*17A* | *9MV*0801716A** | 24600 | 13.2 | 16.7 | 25000 | 9 | 15600 | 1 | HRCU-A-CB |  |  | 174 | 527 | Yes
5667304 | Active | Systems | SXT+ R410A HP | KEEPRITE | CCH924GKA3* |  | EA*4X24*17A* | *9MX*0601714A** | 25000 | 13 | 16.7 | 25000 | 9.2 | 16000 | 1 | HRCU-A-CB |  |  | 177 | 515 | Yes
5667464 | Active | Systems | SXT+ R410A HP | KEEPRITE | CCH924GKA3* |  | EA*4X24*17A* | MV08**14C* | 24000 | 13.5 | 16.7 | 25000 | 9 | 15200 | 1 | HRCU-A-CB |  |  | 170 | 527 | Yes
5667465 | Active | Systems | SXT+ R410A HP | KEEPRITE | CCH924GKA3* |  | EA*4X24*17A* | MV12**17C* | 24200 | 13.5 | 17 | 25000 | 9 | 15300 | 1 | HRCU-A-CB |  |  | 169 | 527 | Yes
5667349 | Active | Systems | SXT+ R410A HP | KEEPRITE | CCH924GKA3* |  | EA*4X24*17A* | NOMV106D12* | 24800 | 13.2 | 16.2 | 25000 | 8.5 | 15600 | 1 | HRCU-A-CB |  |  | 181 | 558 | Yes
5692091 | Active | Systems | SXT+ R410A HP | KEEPRITE | CCH924GKA3* |  | EA*4X24*17A* | OLV098A12* | 24400 | 13.2 | 16 | 25000 | 8.5 | 15400 | 1 | HRCU-A-CB |  |  | 181 | 558 | Yes
5691993 | Active | Systems | SXT+ R410A HP | KEEPRITE | CCH924GKA3* |  | EA*4X24*17A* | OMV098J12* | 24400 | 13.2 | 16.5 | 25000 | 9 | 15500 | 1 | HRCU-A-CB |  |  | 175 | 527 | Yes
5667364 | Active | Systems | SXT+ R410A HP | KEEPRITE | CCH924GKA3* |  | EA*4X24*17A* | OMV112K14A | 24200 | 13.2 | 16.7 | 25000 | 9 | 15300 | 1 | HRCU-A-CB |  |  | 172 | 527 | Yes
5667198 | Active | Systems | SXT+ R410A HP | KEEPRITE | CCH924GKA3* |  | EA*4X24*17A*+WALLCON | *8MV*0701412** | 24800 | 13.5 | 17 | 25000 | 9.5 | 15600 | 1 | HRCU-A-CB |  |  | 173 | 499 | Yes
5667199 | Active | Systems | SXT+ R410A HP | KEEPRITE | CCH924GKA3* |  | EA*4X24*17A*+WALLCON | *8MV*0901716** | 24800 | 13.7 | 17.2 | 25000 | 9.5 | 15500 | 1 | HRCU-A-CB |  |  | 171 | 499 | Yes
5667196 | Active | Systems | SXT+ R410A HP | KEEPRITE | CCH924GKA3* |  | EA*4X24*17A*+WALLCON | *9MA*0601714A** | 24600 | 13.2 | 16.2 | 25000 | 9.2 | 15700 | 1 | HRCU-A-CB |  |  | 180 | 515 | Yes
5667197 | Active | Systems | SXT+ R410A HP | KEEPRITE | CCH924GKA3* |  | EA*4X24*17A*+WALLCON | *9MA*0801714A** | 24800 | 13.2 | 16.7 | 25000 | 9.5 | 15700 | 1 | HRCU-A-CB |  |  | 176 | 499 | Yes
5667334 | Active | Systems | SXT+ R410A HP | KEEPRITE | CCH924GKA3* |  | EA*4X30*14A* | *8MX*0451408** | 24400 | 13.2 | 16.5 | 25000 | 9 | 15500 | 1 | HRCU-A-CB |  |  | 175 | 527 | Yes
5667409 | Active | Systems | SXT+ R410A HP | KEEPRITE | CCH924GKA3* |  | EA*4X30*14A* | *9MV*0401410A** | 24000 | 12.5 | 15.7 | 25000 | 8.5 | 15700 | 1 | HRCU-A-CB |  |  | 181 | 558 | Yes
5667466 | Active | Systems | SXT+ R410A HP | KEEPRITE | CCH924GKA3* |  | EA*4X30*14A* | MV08**14C* | 24200 | 13.5 | 16.7 | 25000 | 9 | 15300 | 1 | HRCU-A-CB |  |  | 172 | 527 | Yes
5667200 | Active | Systems | SXT+ R410A HP | KEEPRITE | CCH924GKA3* |  | EA*4X30*14A*+WALLCON | *8MV*0701412** | 24800 | 13.5 | 17 | 25000 | 9.5 | 15600 | 1 | HRCU-A-CB |  |  | 173 | 499 | Yes
5667335 | Active | Systems | SXT+ R410A HP | KEEPRITE | CCH924GKA3* |  | EA*4X30*17A* | *8MX*0451408** | 24400 | 13.2 | 16.5 | 25000 | 9 | 15500 | 1 | HRCU-A-CB |  |  | 175 | 527 | Yes
5667410 | Active | Systems | SXT+ R410A HP | KEEPRITE | CCH924GKA3* |  | EA*4X30*17A* | *9MV*0401410A** | 24000 | 12.5 | 15.7 | 25000 | 9 | 15700 | 1 | HRCU-A-CB |  |  | 181 | 527 | Yes
5667411 | Active | Systems | SXT+ R410A HP | KEEPRITE | CCH924GKA3* |  | EA*4X30*17A* | *9MV*0601714A** | 24800 | 13.2 | 16.5 | 25000 | 9.2 | 15700 | 1 | HRCU-A-CB |  |  | 178 | 515 | Yes
5667412 | Active | Systems | SXT+ R410A HP | KEEPRITE | CCH924GKA3* |  | EA*4X30*17A* | *9MV*0801716A** | 24800 | 13.2 | 16.7 | 25000 | 9.5 | 15700 | 1 | HRCU-A-CB |  |  | 176 | 499 | Yes
5667307 | Active | Systems | SXT+ R410A HP | KEEPRITE | CCH924GKA3* |  | EA*4X30*17A* | *9MX*0601714A** | 25200 | 13.2 | 16.7 | 25000 | 9.5 | 16000 | 1 | HRCU-A-CB |  |  | 179 | 499 | Yes
5667467 | Active | Systems | SXT+ R410A HP | KEEPRITE | CCH924GKA3* |  | EA*4X30*17A* | MV08**14C* | 24200 | 13.5 | 17 | 25000 | 9 | 15300 | 1 | HRCU-A-CB |  |  | 169 | 527 | Yes
5667468 | Active | Systems | SXT+ R410A HP | KEEPRITE | CCH924GKA3* |  | EA*4X30*17A* | MV12**17C* | 24400 | 13.5 | 17 | 25000 | 9 | 15300 | 1 | HRCU-A-CB |  |  | 170 | 527 | Yes
5667350 | Active | Systems | SXT+ R410A HP | KEEPRITE | CCH924GKA3* |  | EA*4X30*17A* | NOMV106D12* | 24800 | 13.2 | 16.5 | 25000 | 9 | 15600 | 1 | HRCU-A-CB |  |  | 178 | 527 | Yes
5692092 | Active | Systems | SXT+ R410A HP | KEEPRITE | CCH924GKA3* |  | EA*4X30*17A* | OLV098A12* | 24400 | 13.2 | 16 | 25000 | 8.5 | 15500 | 1 | HRCU-A-CB |  |  | 181 | 558 | Yes
5692000 | Active | Systems | SXT+ R410A HP | KEEPRITE | CCH924GKA3* |  | EA*4X30*17A* | OMV098J12* | 24400 | 13.2 | 16.5 | 25000 | 9 | 15500 | 1 | HRCU-A-CB |  |  | 175 | 527 | Yes
5667366 | Active | Systems | SXT+ R410A HP | KEEPRITE | CCH924GKA3* |  | EA*4X30*17A* | OMV112K14A | 24200 | 13.5 | 16.7 | 25000 | 9 | 15300 | 1 | HRCU-A-CB |  |  | 172 | 527 | Yes
5667203 | Active | Systems | SXT+ R410A HP | KEEPRITE | CCH924GKA3* |  | EA*4X30*17A*+WALLCON | *8MV*0701412** | 25000 | 13.7 | 17.2 | 25000 | 9.5 | 15600 | 1 | HRCU-A-CB |  |  | 172 | 499 | Yes
5667204 | Active | Systems | SXT+ R410A HP | KEEPRITE | CCH924GKA3* |  | EA*4X30*17A*+WALLCON | *8MV*0901716** | 25000 | 13.7 | 17.2 | 25000 | 9.5 | 15500 | 1 | HRCU-A-CB |  |  | 172 | 499 | Yes
5667201 | Active | Systems | SXT+ R410A HP | KEEPRITE | CCH924GKA3* |  | EA*4X30*17A*+WALLCON | *9MA*0601714A** | 24800 | 13.2 | 16.5 | 25000 | 9.5 | 15700 | 1 | HRCU-A-CB |  |  | 178 | 499 | Yes
5667202 | Active | Systems | SXT+ R410A HP | KEEPRITE | CCH924GKA3* |  | EA*4X30*17A*+WALLCON | *9MA*0801714A** | 24800 | 13.5 | 16.7 | 25000 | 9.5 | 15700 | 1 | HRCU-A-CB |  |  | 176 | 499 | Yes
5667336 | Active | Systems | SXT+ R410A HP | KEEPRITE | CCH924GKA3* |  | EA*4X36*14A* | *8MX*0451408** | 24400 | 13.2 | 16.5 | 25000 | 9 | 15500 | 1 | HRCU-A-CB |  |  | 175 | 527 | Yes
5667413 | Active | Systems | SXT+ R410A HP | KEEPRITE | CCH924GKA3* |  | EA*4X36*14A* | *9MV*0401410A** | 24000 | 12.5 | 15.7 | 25000 | 8.5 | 15800 | 1 | HRCU-A-CB |  |  | 181 | 558 | Yes
5667469 | Active | Systems | SXT+ R410A HP | KEEPRITE | CCH924GKA3* |  | EA*4X36*14A* | MV08**14C* | 24200 | 13.5 | 17 | 25000 | 9 | 15300 | 1 | HRCU-A-CB |  |  | 169 | 527 | Yes
5667205 | Active | Systems | SXT+ R410A HP | KEEPRITE | CCH924GKA3* |  | EA*4X36*14A*+WALLCON | *8MV*0701412** | 25000 | 13.7 | 17 | 25000 | 9.5 | 15600 | 1 | HRCU-A-CB |  |  | 174 | 499 | Yes
5667337 | Active | Systems | SXT+ R410A HP | KEEPRITE | CCH924GKA3* |  | EA*4X36*17A* | *8MX*0451408** | 24600 | 13.2 | 16.7 | 25000 | 9 | 15500 | 1 | HRCU-A-CB |  |  | 174 | 527 | Yes
5667414 | Active | Systems | SXT+ R410A HP | KEEPRITE | CCH924GKA3* |  | EA*4X36*17A* | *9MV*0401410A** | 24200 | 12.5 | 15.7 | 25000 | 9 | 15800 | 1 | HRCU-A-CB |  |  | 183 | 527 | Yes
5667415 | Active | Systems | SXT+ R410A HP | KEEPRITE | CCH924GKA3* |  | EA*4X36*17A* | *9MV*0601714A** | 24800 | 13.2 | 16.7 | 25000 | 9.2 | 15700 | 1 | HRCU-A-CB |  |  | 176 | 515 | Yes
5667416 | Active | Systems | SXT+ R410A HP | KEEPRITE | CCH924GKA3* |  | EA*4X36*17A* | *9MV*0801716A** | 25000 | 13.5 | 16.7 | 25000 | 9.5 | 15700 | 1 | HRCU-A-CB |  |  | 177 | 499 | Yes
5667310 | Active | Systems | SXT+ R410A HP | KEEPRITE | CCH924GKA3* |  | EA*4X36*17A* | *9MX*0601714A** | 25400 | 13.2 | 16.7 | 25000 | 9.5 | 16000 | 1 | HRCU-A-CB |  |  | 180 | 499 | Yes
5667470 | Active | Systems | SXT+ R410A HP | KEEPRITE | CCH924GKA3* |  | EA*4X36*17A* | MV08**14C* | 24200 | 13.5 | 17 | 25000 | 9 | 15300 | 1 | HRCU-A-CB |  |  | 169 | 527 | Yes
5667471 | Active | Systems | SXT+ R410A HP | KEEPRITE | CCH924GKA3* |  | EA*4X36*17A* | MV12**17C* | 24400 | 13.7 | 17 | 25000 | 9 | 15300 | 1 | HRCU-A-CB |  |  | 170 | 527 | Yes
5667351 | Active | Systems | SXT+ R410A HP | KEEPRITE | CCH924GKA3* |  | EA*4X36*17A* | NOMV106D12* | 25000 | 13.5 | 16.5 | 25000 | 9 | 15600 | 1 | HRCU-A-CB |  |  | 179 | 527 | Yes
5692103 | Active | Systems | SXT+ R410A HP | KEEPRITE | CCH924GKA3* |  | EA*4X36*17A* | OLV098A12* | 24400 | 13.2 | 16 | 25000 | 8.5 | 15500 | 1 | HRCU-A-CB |  |  | 181 | 558 | Yes
5692001 | Active | Systems | SXT+ R410A HP | KEEPRITE | CCH924GKA3* |  | EA*4X36*17A* | OMV098J12* | 24400 | 13.2 | 16.7 | 25000 | 9 | 15500 | 1 | HRCU-A-CB |  |  | 173 | 527 | Yes
5667368 | Active | Systems | SXT+ R410A HP | KEEPRITE | CCH924GKA3* |  | EA*4X36*17A* | OMV112K14A | 24400 | 13.5 | 17 | 25000 | 9 | 15300 | 1 | HRCU-A-CB |  |  | 170 | 527 | Yes
5667208 | Active | Systems | SXT+ R410A HP | KEEPRITE | CCH924GKA3* |  | EA*4X36*17A*+WALLCON | *8MV*0701412** | 25000 | 13.7 | 17.2 | 25000 | 9.5 | 15600 | 1 | HRCU-A-CB |  |  | 172 | 499 | Yes
5667209 | Active | Systems | SXT+ R410A HP | KEEPRITE | CCH924GKA3* |  | EA*4X36*17A*+WALLCON | *8MV*0901716** | 25000 | 13.7 | 17.5 | 25000 | 9.5 | 15600 | 1 | HRCU-A-CB |  |  | 169 | 499 | Yes
5667206 | Active | Systems | SXT+ R410A HP | KEEPRITE | CCH924GKA3* |  | EA*4X36*17A*+WALLCON | *9MA*0601714A** | 24800 | 13.2 | 16.5 | 25000 | 9.5 | 15700 | 1 | HRCU-A-CB |  |  | 178 | 499 | Yes
5667207 | Active | Systems | SXT+ R410A HP | KEEPRITE | CCH924GKA3* |  | EA*4X36*17A*+WALLCON | *9MA*0801714A** | 25000 | 13.5 | 16.7 | 25000 | 9.5 | 15700 | 1 | HRCU-A-CB |  |  | 177 | 499 | Yes
5667417 | Active | Systems | SXT+ R410A HP | KEEPRITE | CCH924GKA3* |  | EA*4X36*21A* | *9MV*0601714A** | 24800 | 13.2 | 16.7 | 25000 | 9.5 | 15700 | 1 | HRCU-A-CB |  |  | 176 | 499 | Yes
5667418 | Active | Systems | SXT+ R410A HP | KEEPRITE | CCH924GKA3* |  | EA*4X36*21A* | *9MV*0801716A** | 25000 | 13.5 | 17 | 25000 | 9.5 | 15700 | 1 | HRCU-A-CB |  |  | 174 | 499 | Yes
5667419 | Active | Systems | SXT+ R410A HP | KEEPRITE | CCH924GKA3* |  | EA*4X36*21A* | *9MV*0802120A** | 25000 | 13.7 | 17.2 | 25000 | 9.5 | 15600 | 1 | HRCU-A-CB |  |  | 172 | 499 | Yes
5667420 | Active | Systems | SXT+ R410A HP | KEEPRITE | CCH924GKA3* |  | EA*4X36*21A* | *9MV*1002120A** | 25200 | 13.7 | 17.2 | 25000 | 9.5 | 15700 | 1 | HRCU-A-CB |  |  | 173 | 499 | Yes
5667472 | Active | Systems | SXT+ R410A HP | KEEPRITE | CCH924GKA3* |  | EA*4X36*21A* | MV12**17C* | 24400 | 13.7 | 17.2 | 25000 | 9 | 15300 | 1 | HRCU-A-CB |  |  | 168 | 527 | Yes
5667352 | Active | Systems | SXT+ R410A HP | KEEPRITE | CCH924GKA3* |  | EA*4X36*21A* | NOMV106D12* | 25000 | 13.5 | 16.5 | 25000 | 9 | 15600 | 1 | HRCU-A-CB |  |  | 179 | 527 | Yes
5692110 | Active | Systems | SXT+ R410A HP | KEEPRITE | CCH924GKA3* |  | EA*4X36*21A* | OLV098A12* | 24400 | 13.2 | 16.2 | 25000 | 8.5 | 15400 | 1 | HRCU-A-CB |  |  | 178 | 558 | Yes
5692009 | Active | Systems | SXT+ R410A HP | KEEPRITE | CCH924GKA3* |  | EA*4X36*21A* | OMV098J12* | 24400 | 13.2 | 16.7 | 25000 | 9 | 15500 | 1 | HRCU-A-CB |  |  | 173 | 527 | Yes
5667370 | Active | Systems | SXT+ R410A HP | KEEPRITE | CCH924GKA3* |  | EA*4X36*21A* | OMV112K14A | 24400 | 13.5 | 17 | 25000 | 9 | 15300 | 1 | HRCU-A-CB |  |  | 170 | 527 | Yes
5667215 | Active | Systems | SXT+ R410A HP | KEEPRITE | CCH924GKA3* |  | EA*4X36*21A*+WALLCON | *8MV*0901716** | 25000 | 14 | 17.5 | 25000 | 9.5 | 15500 | 1 | HRCU-A-CB |  |  | 169 | 499 | Yes
5667216 | Active | Systems | SXT+ R410A HP | KEEPRITE | CCH924GKA3* |  | EA*4X36*21A*+WALLCON | *8MV*1102120** | 25000 | 13.7 | 17.5 | 25000 | 9.5 | 15500 | 1 | HRCU-A-CB |  |  | 169 | 499 | Yes
5667210 | Active | Systems | SXT+ R410A HP | KEEPRITE | CCH924GKA3* |  | EA*4X36*21A*+WALLCON | *9MA*0601714A** | 24800 | 13.5 | 16.7 | 25000 | 9.5 | 15700 | 1 | HRCU-A-CB |  |  | 176 | 499 | Yes
5667212 | Active | Systems | SXT+ R410A HP | KEEPRITE | CCH924GKA3* |  | EA*4X36*21A*+WALLCON | *9MA*0602120A** | 25000 | 13.5 | 16.7 | 25000 | 9.5 | 15700 | 1 | HRCU-A-CB |  |  | 177 | 499 | Yes
5667211 | Active | Systems | SXT+ R410A HP | KEEPRITE | CCH924GKA3* |  | EA*4X36*21A*+WALLCON | *9MA*0801714A** | 25000 | 13.5 | 17 | 25000 | 9.5 | 15600 | 1 | HRCU-A-CB |  |  | 174 | 499 | Yes
5667213 | Active | Systems | SXT+ R410A HP | KEEPRITE | CCH924GKA3* |  | EA*4X36*21A*+WALLCON | *9MA*0802120A** | 25000 | 13.7 | 17.2 | 25000 | 9.5 | 15600 | 1 | HRCU-A-CB |  |  | 172 | 499 | Yes
5667214 | Active | Systems | SXT+ R410A HP | KEEPRITE | CCH924GKA3* |  | EA*4X36*21A*+WALLCON | *9MA*1002122A** | 25000 | 13.7 | 17.2 | 25000 | 9.5 | 15600 | 1 | HRCU-A-CB |  |  | 172 | 499 | Yes
5667346 | Active | Systems | SXT+ R410A HP | KEEPRITE | CCH924GKA3* |  | EHD4X24A** | *8MX*0451408** | 24200 | 13 | 16.2 | 25000 | 9 | 15500 | 1 | HRCU-A-CB |  |  | 177 | 527 | Yes
5667445 | Active | Systems | SXT+ R410A HP | KEEPRITE | CCH924GKA3* |  | EHD4X24A** | *9MV*0401410A** | 23800 | 12.5 | 15.5 | 25000 | 8.5 | 15700 | 1 | HRCU-A-CB |  |  | 182 | 558 | Yes
5667446 | Active | Systems | SXT+ R410A HP | KEEPRITE | CCH924GKA3* |  | EHD4X24A** | *9MV*0601714A** | 24800 | 13 | 16.2 | 25000 | 9 | 15900 | 1 | HRCU-A-CB |  |  | 181 | 527 | Yes
5667447 | Active | Systems | SXT+ R410A HP | KEEPRITE | CCH924GKA3* |  | EHD4X24A** | *9MV*0801716A** | 24600 | 13.2 | 16.5 | 25000 | 9 | 15700 | 1 | HRCU-A-CB |  |  | 177 | 527 | Yes
5667448 | Active | Systems | SXT+ R410A HP | KEEPRITE | CCH924GKA3* |  | EHD4X24A** | *9MV*0802120A** | 25000 | 13.2 | 16.7 | 25000 | 9.2 | 15800 | 1 | HRCU-A-CB |  |  | 177 | 515 | Yes
5667449 | Active | Systems | SXT+ R410A HP | KEEPRITE | CCH924GKA3* |  | EHD4X24A** | *9MV*1002120A** | 24600 | 13.2 | 16.7 | 25000 | 9.2 | 15600 | 1 | HRCU-A-CB |  |  | 174 | 515 | Yes
5667450 | Active | Systems | SXT+ R410A HP | KEEPRITE | CCH924GKA3* |  | EHD4X24A** | *9MV*1202422A** | 24600 | 13.2 | 16.7 | 25000 | 9.2 | 15600 | 1 | HRCU-A-CB |  |  | 174 | 515 | Yes
5667327 | Active | Systems | SXT+ R410A HP | KEEPRITE | CCH924GKA3* |  | EHD4X24A** | *9MX*0601714A** | 25000 | 13 | 16.5 | 25000 | 9.2 | 16000 | 1 | HRCU-A-CB |  |  | 179 | 515 | Yes
5667488 | Active | Systems | SXT+ R410A HP | KEEPRITE | CCH924GKA3* |  | EHD4X24A** | MV08**14C* | 24200 | 13.2 | 16.7 | 25000 | 9 | 15300 | 1 | HRCU-A-CB |  |  | 172 | 527 | Yes
5667489 | Active | Systems | SXT+ R410A HP | KEEPRITE | CCH924GKA3* |  | EHD4X24A** | MV12**17C* | 24400 | 13.2 | 16.7 | 25000 | 9 | 15400 | 1 | HRCU-A-CB |  |  | 173 | 527 | Yes
5667360 | Active | Systems | SXT+ R410A HP | KEEPRITE | CCH924GKA3* |  | EHD4X24A** | NOMV106D12* | 24800 | 13 | 16.2 | 25000 | 8.5 | 15800 | 1 | HRCU-A-CB |  |  | 181 | 558 | Yes
5692165 | Active | Systems | SXT+ R410A HP | KEEPRITE | CCH924GKA3* |  | EHD4X24A** | OLV098A12* | 24400 | 13 | 15.7 | 25000 | 8.5 | 15600 | 1 | HRCU-A-CB |  |  | 184 | 558 | Yes
5692064 | Active | Systems | SXT+ R410A HP | KEEPRITE | CCH924GKA3* |  | EHD4X24A** | OMV098J12* | 24400 | 13 | 16.2 | 25000 | 9 | 15600 | 1 | HRCU-A-CB |  |  | 178 | 527 | Yes
5667386 | Active | Systems | SXT+ R410A HP | KEEPRITE | CCH924GKA3* |  | EHD4X24A** | OMV112K14A | 24200 | 13.2 | 16.5 | 25000 | 9 | 15400 | 1 | HRCU-A-CB |  |  | 174 | 527 | Yes
5667256 | Active | Systems | SXT+ R410A HP | KEEPRITE | CCH924GKA3* |  | EHD4X24A**+WALLCON | *8MV*0701412** | 25000 | 13.5 | 17 | 25000 | 9.5 | 15700 | 1 | HRCU-A-CB |  |  | 174 | 499 | Yes
5667257 | Active | Systems | SXT+ R410A HP | KEEPRITE | CCH924GKA3* |  | EHD4X24A**+WALLCON | *8MV*0901716** | 25000 | 13.5 | 17 | 25000 | 9.5 | 15700 | 1 | HRCU-A-CB |  |  | 174 | 499 | Yes
5667258 | Active | Systems | SXT+ R410A HP | KEEPRITE | CCH924GKA3* |  | EHD4X24A**+WALLCON | *8MV*1102120** | 25000 | 13.5 | 16.7 | 25000 | 9.5 | 15700 | 1 | HRCU-A-CB |  |  | 177 | 499 | Yes
5667259 | Active | Systems | SXT+ R410A HP | KEEPRITE | CCH924GKA3* |  | EHD4X24A**+WALLCON | *8MV*1352422** | 25000 | 13.5 | 17 | 25000 | 9.5 | 15700 | 1 | HRCU-A-CB |  |  | 174 | 499 | Yes
5667250 | Active | Systems | SXT+ R410A HP | KEEPRITE | CCH924GKA3* |  | EHD4X24A**+WALLCON | *9MA*0601714A** | 24800 | 13 | 16 | 25000 | 9.2 | 15900 | 1 | HRCU-A-CB |  |  | 184 | 515 | Yes
5667252 | Active | Systems | SXT+ R410A HP | KEEPRITE | CCH924GKA3* |  | EHD4X24A**+WALLCON | *9MA*0602120A** | 24800 | 13.2 | 16.2 | 25000 | 9.2 | 15800 | 1 | HRCU-A-CB |  |  | 181 | 515 | Yes
5667251 | Active | Systems | SXT+ R410A HP | KEEPRITE | CCH924GKA3* |  | EHD4X24A**+WALLCON | *9MA*0801714A** | 24800 | 13.2 | 16.2 | 25000 | 9.5 | 15800 | 1 | HRCU-A-CB |  |  | 181 | 499 | Yes
5667253 | Active | Systems | SXT+ R410A HP | KEEPRITE | CCH924GKA3* |  | EHD4X24A**+WALLCON | *9MA*0802120A** | 25000 | 13.2 | 16.5 | 25000 | 9.5 | 15800 | 1 | HRCU-A-CB |  |  | 179 | 499 | Yes
5667254 | Active | Systems | SXT+ R410A HP | KEEPRITE | CCH924GKA3* |  | EHD4X24A**+WALLCON | *9MA*1002122A** | 25000 | 13.2 | 16.7 | 25000 | 9.5 | 15700 | 1 | HRCU-A-CB |  |  | 177 | 499 | Yes
5667255 | Active | Systems | SXT+ R410A HP | KEEPRITE | CCH924GKA3* |  | EHD4X24A**+WALLCON | *9MA*1202422A** | 24800 | 13.2 | 16.5 | 25000 | 9.5 | 15800 | 1 | HRCU-A-CB |  |  | 178 | 499 | Yes
5667347 | Active | Systems | SXT+ R410A HP | KEEPRITE | CCH924GKA3* |  | EHD4X30A** | *8MX*0451408** | 24400 | 13.2 | 16.5 | 25000 | 9 | 15500 | 1 | HRCU-A-CB |  |  | 175 | 527 | Yes
5667451 | Active | Systems | SXT+ R410A HP | KEEPRITE | CCH924GKA3* |  | EHD4X30A** | *9MV*0401410A** | 24000 | 12.5 | 15.7 | 25000 | 8.5 | 15800 | 1 | HRCU-A-CB |  |  | 181 | 558 | Yes
5667452 | Active | Systems | SXT+ R410A HP | KEEPRITE | CCH924GKA3* |  | EHD4X30A** | *9MV*0601714A** | 24600 | 13.2 | 16.5 | 25000 | 9 | 15700 | 1 | HRCU-A-CB |  |  | 177 | 527 | Yes
5667453 | Active | Systems | SXT+ R410A HP | KEEPRITE | CCH924GKA3* |  | EHD4X30A** | *9MV*0801716A** | 24800 | 13.2 | 16.7 | 25000 | 9.2 | 15700 | 1 | HRCU-A-CB |  |  | 176 | 515 | Yes
5667454 | Active | Systems | SXT+ R410A HP | KEEPRITE | CCH924GKA3* |  | EHD4X30A** | *9MV*0802120A** | 24200 | 13.5 | 16.7 | 25000 | 9.2 | 15400 | 1 | HRCU-A-CB |  |  | 172 | 515 | Yes
5667455 | Active | Systems | SXT+ R410A HP | KEEPRITE | CCH924GKA3* |  | EHD4X30A** | *9MV*1002120A** | 25000 | 13.5 | 17 | 25000 | 9.5 | 15700 | 1 | HRCU-A-CB |  |  | 174 | 499 | Yes
5667456 | Active | Systems | SXT+ R410A HP | KEEPRITE | CCH924GKA3* |  | EHD4X30A** | *9MV*1202422A** | 25000 | 13.7 | 17 | 25000 | 9.5 | 15400 | 1 | HRCU-A-CB |  |  | 174 | 499 | Yes
5667329 | Active | Systems | SXT+ R410A HP | KEEPRITE | CCH924GKA3* |  | EHD4X30A** | *9MX*0601714A** | 25400 | 13.2 | 17 | 25000 | 9.5 | 16000 | 1 | HRCU-A-CB |  |  | 177 | 499 | Yes
5667490 | Active | Systems | SXT+ R410A HP | KEEPRITE | CCH924GKA3* |  | EHD4X30A** | MV08**14C* | 24200 | 13.5 | 16.7 | 25000 | 9 | 15300 | 1 | HRCU-A-CB |  |  | 172 | 527 | Yes
5667491 | Active | Systems | SXT+ R410A HP | KEEPRITE | CCH924GKA3* |  | EHD4X30A** | MV12**17C* | 24400 | 13.5 | 17 | 25000 | 9 | 15400 | 1 | HRCU-A-CB |  |  | 170 | 527 | Yes
5667361 | Active | Systems | SXT+ R410A HP | KEEPRITE | CCH924GKA3* |  | EHD4X30A** | NOMV106D12* | 25000 | 13.2 | 16.5 | 25000 | 8.5 | 15700 | 1 | HRCU-A-CB |  |  | 179 | 558 | Yes
5692172 | Active | Systems | SXT+ R410A HP | KEEPRITE | CCH924GKA3* |  | EHD4X30A** | OLV098A12* | 24400 | 13.2 | 16 | 25000 | 8.5 | 15500 | 1 | HRCU-A-CB |  |  | 181 | 558 | Yes
5692071 | Active | Systems | SXT+ R410A HP | KEEPRITE | CCH924GKA3* |  | EHD4X30A** | OMV098J12* | 24400 | 13.2 | 16.7 | 25000 | 9 | 15600 | 1 | HRCU-A-CB |  |  | 173 | 527 | Yes
5667388 | Active | Systems | SXT+ R410A HP | KEEPRITE | CCH924GKA3* |  | EHD4X30A** | OMV112K14A | 24400 | 13.5 | 16.7 | 25000 | 9 | 15400 | 1 | HRCU-A-CB |  |  | 173 | 527 | Yes
5667266 | Active | Systems | SXT+ R410A HP | KEEPRITE | CCH924GKA3* |  | EHD4X30A**+WALLCON | *8MV*0701412** | 25000 | 13.7 | 17.2 | 25000 | 9.5 | 15700 | 1 | HRCU-A-CB |  |  | 172 | 499 | Yes
5667267 | Active | Systems | SXT+ R410A HP | KEEPRITE | CCH924GKA3* |  | EHD4X30A**+WALLCON | *8MV*0901716** | 25000 | 13.7 | 17.2 | 25000 | 9.5 | 15600 | 1 | HRCU-A-CB |  |  | 172 | 499 | Yes
5667268 | Active | Systems | SXT+ R410A HP | KEEPRITE | CCH924GKA3* |  | EHD4X30A**+WALLCON | *8MV*1102120** | 25000 | 13.7 | 17.2 | 25000 | 9.5 | 15700 | 1 | HRCU-A-CB |  |  | 172 | 499 | Yes
5667269 | Active | Systems | SXT+ R410A HP | KEEPRITE | CCH924GKA3* |  | EHD4X30A**+WALLCON | *8MV*1352422** | 25000 | 13.7 | 17.2 | 25000 | 9.5 | 15600 | 1 | HRCU-A-CB |  |  | 172 | 499 | Yes
5667260 | Active | Systems | SXT+ R410A HP | KEEPRITE | CCH924GKA3* |  | EHD4X30A**+WALLCON | *9MA*0601714A** | 25000 | 13.2 | 16.5 | 25000 | 9.5 | 15800 | 1 | HRCU-A-CB |  |  | 179 | 499 | Yes
5667262 | Active | Systems | SXT+ R410A HP | KEEPRITE | CCH924GKA3* |  | EHD4X30A**+WALLCON | *9MA*0602120A** | 25000 | 13.2 | 16.7 | 25000 | 9.5 | 15800 | 1 | HRCU-A-CB |  |  | 177 | 499 | Yes
5667261 | Active | Systems | SXT+ R410A HP | KEEPRITE | CCH924GKA3* |  | EHD4X30A**+WALLCON | *9MA*0801714A** | 25000 | 13.2 | 16.7 | 25000 | 9.5 | 15800 | 1 | HRCU-A-CB |  |  | 177 | 499 | Yes
5667263 | Active | Systems | SXT+ R410A HP | KEEPRITE | CCH924GKA3* |  | EHD4X30A**+WALLCON | *9MA*0802120A** | 25000 | 13.5 | 17 | 25000 | 9.5 | 15700 | 1 | HRCU-A-CB |  |  | 174 | 499 | Yes
5667264 | Active | Systems | SXT+ R410A HP | KEEPRITE | CCH924GKA3* |  | EHD4X30A**+WALLCON | *9MA*1002122A** | 25000 | 13.5 | 17 | 25000 | 9.5 | 15700 | 1 | HRCU-A-CB |  |  | 174 | 499 | Yes
5667265 | Active | Systems | SXT+ R410A HP | KEEPRITE | CCH924GKA3* |  | EHD4X30A**+WALLCON | *9MA*1202422A** | 25000 | 13.5 | 16.7 | 25000 | 9.5 | 15700 | 1 | HRCU-A-CB |  |  | 177 | 499 | Yes
5667348 | Active | Systems | SXT+ R410A HP | KEEPRITE | CCH924GKA3* |  | EHD4X36A** | *8MX*0451408** | 24600 | 13.2 | 16.7 | 25000 | 9 | 15600 | 1 | HRCU-A-CB |  |  | 174 | 527 | Yes
5667457 | Active | Systems | SXT+ R410A HP | KEEPRITE | CCH924GKA3* |  | EHD4X36A** | *9MV*0401410A** | 24200 | 12.5 | 15.7 | 25000 | 9 | 15800 | 1 | HRCU-A-CB |  |  | 183 | 527 | Yes
5667458 | Active | Systems | SXT+ R410A HP | KEEPRITE | CCH924GKA3* |  | EHD4X36A** | *9MV*0601714A** | 24800 | 13.2 | 16.7 | 25000 | 9.5 | 15800 | 1 | HRCU-A-CB |  |  | 176 | 499 | Yes
5667459 | Active | Systems | SXT+ R410A HP | KEEPRITE | CCH924GKA3* |  | EHD4X36A** | *9MV*0801716A** | 25000 | 13.5 | 16.7 | 25000 | 9.5 | 15700 | 1 | HRCU-A-CB |  |  | 177 | 499 | Yes
5667460 | Active | Systems | SXT+ R410A HP | KEEPRITE | CCH924GKA3* |  | EHD4X36A** | *9MV*0802120A** | 24600 | 13.7 | 17 | 25000 | 9.5 | 15500 | 1 | HRCU-A-CB |  |  | 171 | 499 | Yes
5667461 | Active | Systems | SXT+ R410A HP | KEEPRITE | CCH924GKA3* |  | EHD4X36A** | *9MV*1002120A** | 25000 | 13.7 | 17.2 | 25000 | 9.5 | 15600 | 1 | HRCU-A-CB |  |  | 172 | 499 | Yes
5667462 | Active | Systems | SXT+ R410A HP | KEEPRITE | CCH924GKA3* |  | EHD4X36A** | *9MV*1202422A** | 24800 | 13.7 | 17 | 25000 | 9.5 | 15500 | 1 | HRCU-A-CB |  |  | 173 | 499 | Yes
5667331 | Active | Systems | SXT+ R410A HP | KEEPRITE | CCH924GKA3* |  | EHD4X36A** | *9MX*0601714A** | 25600 | 13.2 | 17 | 25000 | 9.5 | 16100 | 1 | HRCU-A-CB |  |  | 178 | 499 | Yes
5667492 | Active | Systems | SXT+ R410A HP | KEEPRITE | CCH924GKA3* |  | EHD4X36A** | MV08**14C* | 24200 | 13.5 | 16.7 | 25000 | 9 | 15300 | 1 | HRCU-A-CB |  |  | 172 | 527 | Yes
5667493 | Active | Systems | SXT+ R410A HP | KEEPRITE | CCH924GKA3* |  | EHD4X36A** | MV12**17C* | 24400 | 13.7 | 17 | 25000 | 9 | 15400 | 1 | HRCU-A-CB |  |  | 170 | 527 | Yes
5667362 | Active | Systems | SXT+ R410A HP | KEEPRITE | CCH924GKA3* |  | EHD4X36A** | NOMV106D12* | 25000 | 13.5 | 16.5 | 25000 | 9 | 15700 | 1 | HRCU-A-CB |  |  | 179 | 527 | Yes
5692181 | Active | Systems | SXT+ R410A HP | KEEPRITE | CCH924GKA3* |  | EHD4X36A** | OLV098A12* | 24600 | 13.2 | 16 | 25000 | 8.5 | 15500 | 1 | HRCU-A-CB |  |  | 182 | 558 | Yes
5692083 | Active | Systems | SXT+ R410A HP | KEEPRITE | CCH924GKA3* |  | EHD4X36A** | OMV098J12* | 24600 | 13.2 | 16.7 | 25000 | 9 | 15600 | 1 | HRCU-A-CB |  |  | 174 | 527 | Yes
5667390 | Active | Systems | SXT+ R410A HP | KEEPRITE | CCH924GKA3* |  | EHD4X36A** | OMV112K14A | 24400 | 13.5 | 17 | 25000 | 9.2 | 15400 | 1 | HRCU-A-CB |  |  | 170 | 515 | Yes
5667276 | Active | Systems | SXT+ R410A HP | KEEPRITE | CCH924GKA3* |  | EHD4X36A**+WALLCON | *8MV*0701412** | 25200 | 13.7 | 17.2 | 25000 | 9.5 | 15700 | 1 | HRCU-A-CB |  |  | 173 | 499 | Yes
5667277 | Active | Systems | SXT+ R410A HP | KEEPRITE | CCH924GKA3* |  | EHD4X36A**+WALLCON | *8MV*0901716** | 25200 | 13.7 | 17.5 | 25000 | 9.7 | 15600 | 1 | HRCU-A-CB |  |  | 170 | 489 | Yes
5667278 | Active | Systems | SXT+ R410A HP | KEEPRITE | CCH924GKA3* |  | EHD4X36A**+WALLCON | *8MV*1102120** | 25200 | 13.7 | 17.2 | 25000 | 9.5 | 15600 | 1 | HRCU-A-CB |  |  | 173 | 499 | Yes
5667279 | Active | Systems | SXT+ R410A HP | KEEPRITE | CCH924GKA3* |  | EHD4X36A**+WALLCON | *8MV*1352422** | 25200 | 14 | 17.5 | 25000 | 9.7 | 15600 | 1 | HRCU-A-CB |  |  | 170 | 489 | Yes
5667270 | Active | Systems | SXT+ R410A HP | KEEPRITE | CCH924GKA3* |  | EHD4X36A**+WALLCON | *9MA*0601714A** | 25000 | 13.2 | 16.5 | 25000 | 9.5 | 15800 | 1 | HRCU-A-CB |  |  | 179 | 499 | Yes
5667272 | Active | Systems | SXT+ R410A HP | KEEPRITE | CCH924GKA3* |  | EHD4X36A**+WALLCON | *9MA*0602120A** | 25000 | 13.5 | 17 | 25000 | 9.5 | 15800 | 1 | HRCU-A-CB |  |  | 174 | 499 | Yes
5667271 | Active | Systems | SXT+ R410A HP | KEEPRITE | CCH924GKA3* |  | EHD4X36A**+WALLCON | *9MA*0801714A** | 25000 | 13.5 | 17 | 25000 | 9.5 | 15700 | 1 | HRCU-A-CB |  |  | 174 | 499 | Yes
5667273 | Active | Systems | SXT+ R410A HP | KEEPRITE | CCH924GKA3* |  | EHD4X36A**+WALLCON | *9MA*0802120A** | 25000 | 13.7 | 17.2 | 25000 | 9.5 | 15700 | 1 | HRCU-A-CB |  |  | 172 | 499 | Yes
5667274 | Active | Systems | SXT+ R410A HP | KEEPRITE | CCH924GKA3* |  | EHD4X36A**+WALLCON | *9MA*1002122A** | 25200 | 13.7 | 17.2 | 25000 | 9.5 | 15700 | 1 | HRCU-A-CB |  |  | 173 | 499 | Yes
5667275 | Active | Systems | SXT+ R410A HP | KEEPRITE | CCH924GKA3* |  | EHD4X36A**+WALLCON | *9MA*1202422A** | 25000 | 13.7 | 17 | 25000 | 9.5 | 15700 | 1 | HRCU-A-CB |  |  | 174 | 499 | Yes
5667338 | Active | Systems | SXT+ R410A HP | KEEPRITE | CCH924GKA3* |  | EN(A,D)4X24*14** | *8MX*0451408** | 24200 | 13 | 16.2 | 25000 | 9 | 15500 | 1 | HRCU-A-CB |  |  | 177 | 527 | Yes
5667421 | Active | Systems | SXT+ R410A HP | KEEPRITE | CCH924GKA3* |  | EN(A,D)4X24*14** | *9MV*0401410A** | 23800 | 12.5 | 15.7 | 25000 | 8.5 | 15700 | 1 | HRCU-A-CB |  |  | 179 | 558 | Yes
5667473 | Active | Systems | SXT+ R410A HP | KEEPRITE | CCH924GKA3* |  | EN(A,D)4X24*14** | MV08**14C* | 24000 | 13.2 | 16.7 | 25000 | 9 | 15300 | 1 | HRCU-A-CB |  |  | 170 | 527 | Yes
5667217 | Active | Systems | SXT+ R410A HP | KEEPRITE | CCH924GKA3* |  | EN(A,D)4X24*14**+WALLCON | *8MV*0701412** | 24800 | 13.5 | 17 | 25000 | 9.5 | 15700 | 1 | HRCU-A-CB |  |  | 173 | 499 | Yes
5667339 | Active | Systems | SXT+ R410A HP | KEEPRITE | CCH924GKA3* |  | EN(A,D)4X24*17** | *8MX*0451408** | 24200 | 13 | 16.2 | 25000 | 9 | 15500 | 1 | HRCU-A-CB |  |  | 177 | 527 | Yes
5667422 | Active | Systems | SXT+ R410A HP | KEEPRITE | CCH924GKA3* |  | EN(A,D)4X24*17** | *9MV*0401410A** | 23800 | 12.5 | 15.7 | 25000 | 8.5 | 15700 | 1 | HRCU-A-CB |  |  | 179 | 558 | Yes
5667423 | Active | Systems | SXT+ R410A HP | KEEPRITE | CCH924GKA3* |  | EN(A,D)4X24*17** | *9MV*0601714A** | 24400 | 13 | 16.5 | 25000 | 9 | 15600 | 1 | HRCU-A-CB |  |  | 175 | 527 | Yes
5667424 | Active | Systems | SXT+ R410A HP | KEEPRITE | CCH924GKA3* |  | EN(A,D)4X24*17** | *9MV*0801716A** | 24600 | 13.2 | 16.5 | 25000 | 9 | 15600 | 1 | HRCU-A-CB |  |  | 177 | 527 | Yes
5667313 | Active | Systems | SXT+ R410A HP | KEEPRITE | CCH924GKA3* |  | EN(A,D)4X24*17** | *9MX*0601714A** | 25000 | 13 | 16.5 | 25000 | 9 | 16000 | 1 | HRCU-A-CB |  |  | 179 | 527 | Yes
5667474 | Active | Systems | SXT+ R410A HP | KEEPRITE | CCH924GKA3* |  | EN(A,D)4X24*17** | MV08**14C* | 24000 | 13.2 | 16.7 | 25000 | 9 | 15300 | 1 | HRCU-A-CB |  |  | 170 | 527 | Yes
5667475 | Active | Systems | SXT+ R410A HP | KEEPRITE | CCH924GKA3* |  | EN(A,D)4X24*17** | MV12**17C* | 24200 | 13.2 | 17 | 25000 | 9 | 15400 | 1 | HRCU-A-CB |  |  | 169 | 527 | Yes
5667353 | Active | Systems | SXT+ R410A HP | KEEPRITE | CCH924GKA3* |  | EN(A,D)4X24*17** | NOMV106D12* | 24800 | 13 | 16.2 | 25000 | 8.5 | 15800 | 1 | HRCU-A-CB |  |  | 181 | 558 | Yes
5692119 | Active | Systems | SXT+ R410A HP | KEEPRITE | CCH924GKA3* |  | EN(A,D)4X24*17** | OLV098A12* | 24400 | 13 | 16 | 25000 | 8.5 | 15500 | 1 | HRCU-A-CB |  |  | 181 | 558 | Yes
5692015 | Active | Systems | SXT+ R410A HP | KEEPRITE | CCH924GKA3* |  | EN(A,D)4X24*17** | OMV098J12* | 24400 | 13 | 16.5 | 25000 | 9 | 15600 | 1 | HRCU-A-CB |  |  | 175 | 527 | Yes
5667372 | Active | Systems | SXT+ R410A HP | KEEPRITE | CCH924GKA3* |  | EN(A,D)4X24*17** | OMV112K14A | 24200 | 13.2 | 16.7 | 25000 | 9 | 15400 | 1 | HRCU-A-CB |  |  | 172 | 527 | Yes
5667220 | Active | Systems | SXT+ R410A HP | KEEPRITE | CCH924GKA3* |  | EN(A,D)4X24*17**+WALLCON | *8MV*0701412** | 24800 | 13.5 | 17 | 25000 | 9.5 | 15700 | 1 | HRCU-A-CB |  |  | 173 | 499 | Yes
5667221 | Active | Systems | SXT+ R410A HP | KEEPRITE | CCH924GKA3* |  | EN(A,D)4X24*17**+WALLCON | *8MV*0901716** | 25000 | 13.5 | 17.2 | 25000 | 9.5 | 15600 | 1 | HRCU-A-CB |  |  | 172 | 499 | Yes
5667218 | Active | Systems | SXT+ R410A HP | KEEPRITE | CCH924GKA3* |  | EN(A,D)4X24*17**+WALLCON | *9MA*0601714A** | 24800 | 13 | 16.2 | 25000 | 9 | 15800 | 1 | HRCU-A-CB |  |  | 181 | 527 | Yes
5667219 | Active | Systems | SXT+ R410A HP | KEEPRITE | CCH924GKA3* |  | EN(A,D)4X24*17**+WALLCON | *9MA*0801714A** | 24800 | 13.2 | 16.5 | 25000 | 9.2 | 15800 | 1 | HRCU-A-CB |  |  | 178 | 515 | Yes
5667340 | Active | Systems | SXT+ R410A HP | KEEPRITE | CCH924GKA3* |  | EN(A,D)4X30*14** | *8MX*0451408** | 24200 | 13.2 | 16.2 | 25000 | 9 | 15500 | 1 | HRCU-A-CB |  |  | 177 | 527 | Yes
5667425 | Active | Systems | SXT+ R410A HP | KEEPRITE | CCH924GKA3* |  | EN(A,D)4X30*14** | *9MV*0401410A** | 23800 | 12.5 | 15.7 | 25000 | 8.5 | 15700 | 1 | HRCU-A-CB |  |  | 179 | 558 | Yes
5667476 | Active | Systems | SXT+ R410A HP | KEEPRITE | CCH924GKA3* |  | EN(A,D)4X30*14** | MV08**14C* | 24200 | 13.2 | 16.7 | 25000 | 9 | 15300 | 1 | HRCU-A-CB |  |  | 172 | 527 | Yes
5667222 | Active | Systems | SXT+ R410A HP | KEEPRITE | CCH924GKA3* |  | EN(A,D)4X30*14**+WALLCON | *8MV*0701412** | 24800 | 13.5 | 17 | 25000 | 9.5 | 15700 | 1 | HRCU-A-CB |  |  | 173 | 499 | Yes
5667341 | Active | Systems | SXT+ R410A HP | KEEPRITE | CCH924GKA3* |  | EN(A,D)4X30*17** | *8MX*0451408** | 24400 | 13.2 | 16.5 | 25000 | 9 | 15500 | 1 | HRCU-A-CB |  |  | 175 | 527 | Yes
5667426 | Active | Systems | SXT+ R410A HP | KEEPRITE | CCH924GKA3* |  | EN(A,D)4X30*17** | *9MV*0401410A** | 24000 | 12.5 | 15.7 | 25000 | 9 | 15700 | 1 | HRCU-A-CB |  |  | 181 | 527 | Yes
5667427 | Active | Systems | SXT+ R410A HP | KEEPRITE | CCH924GKA3* |  | EN(A,D)4X30*17** | *9MV*0601714A** | 24600 | 13.2 | 16.5 | 25000 | 9.2 | 15700 | 1 | HRCU-A-CB |  |  | 177 | 515 | Yes
5667428 | Active | Systems | SXT+ R410A HP | KEEPRITE | CCH924GKA3* |  | EN(A,D)4X30*17** | *9MV*0801716A** | 24800 | 13.2 | 16.7 | 25000 | 9.5 | 15700 | 1 | HRCU-A-CB |  |  | 176 | 499 | Yes
5667316 | Active | Systems | SXT+ R410A HP | KEEPRITE | CCH924GKA3* |  | EN(A,D)4X30*17** | *9MX*0601714A** | 25200 | 13 | 16.7 | 25000 | 9.5 | 16000 | 1 | HRCU-A-CB |  |  | 179 | 499 | Yes
5667477 | Active | Systems | SXT+ R410A HP | KEEPRITE | CCH924GKA3* |  | EN(A,D)4X30*17** | MV08**14C* | 24200 | 13.5 | 17 | 25000 | 9 | 15300 | 1 | HRCU-A-CB |  |  | 169 | 527 | Yes
5667478 | Active | Systems | SXT+ R410A HP | KEEPRITE | CCH924GKA3* |  | EN(A,D)4X30*17** | MV12**17C* | 24400 | 13.5 | 17 | 25000 | 9 | 15300 | 1 | HRCU-A-CB |  |  | 170 | 527 | Yes
5667354 | Active | Systems | SXT+ R410A HP | KEEPRITE | CCH924GKA3* |  | EN(A,D)4X30*17** | NOMV106D12* | 24800 | 13.2 | 16.5 | 25000 | 9 | 15700 | 1 | HRCU-A-CB |  |  | 178 | 527 | Yes
5692120 | Active | Systems | SXT+ R410A HP | KEEPRITE | CCH924GKA3* |  | EN(A,D)4X30*17** | OLV098A12* | 24400 | 13.2 | 16 | 25000 | 8.5 | 15500 | 1 | HRCU-A-CB |  |  | 181 | 558 | Yes
5692026 | Active | Systems | SXT+ R410A HP | KEEPRITE | CCH924GKA3* |  | EN(A,D)4X30*17** | OMV098J12* | 24400 | 13.2 | 16.7 | 25000 | 9 | 15500 | 1 | HRCU-A-CB |  |  | 173 | 527 | Yes
5667374 | Active | Systems | SXT+ R410A HP | KEEPRITE | CCH924GKA3* |  | EN(A,D)4X30*17** | OMV112K14A | 24200 | 13.5 | 16.7 | 25000 | 9 | 15300 | 1 | HRCU-A-CB |  |  | 172 | 527 | Yes
5667225 | Active | Systems | SXT+ R410A HP | KEEPRITE | CCH924GKA3* |  | EN(A,D)4X30*17**+WALLCON | *8MV*0701412** | 25000 | 13.7 | 17 | 25000 | 9.5 | 15600 | 1 | HRCU-A-CB |  |  | 174 | 499 | Yes
5667226 | Active | Systems | SXT+ R410A HP | KEEPRITE | CCH924GKA3* |  | EN(A,D)4X30*17**+WALLCON | *8MV*0901716** | 25000 | 13.7 | 17.2 | 25000 | 9.5 | 15600 | 1 | HRCU-A-CB |  |  | 172 | 499 | Yes
5667223 | Active | Systems | SXT+ R410A HP | KEEPRITE | CCH924GKA3* |  | EN(A,D)4X30*17**+WALLCON | *9MA*0601714A** | 24800 | 13.2 | 16.5 | 25000 | 9.5 | 15800 | 1 | HRCU-A-CB |  |  | 178 | 499 | Yes
5667224 | Active | Systems | SXT+ R410A HP | KEEPRITE | CCH924GKA3* |  | EN(A,D)4X30*17**+WALLCON | *9MA*0801714A** | 24800 | 13.5 | 16.7 | 25000 | 9.5 | 15700 | 1 | HRCU-A-CB |  |  | 176 | 499 | Yes
5667432 | Active | Systems | SXT+ R410A HP | KEEPRITE | CCH924GKA3* |  | EN(A,D)4X36*21** | *9MV*0601714A** | 24600 | 13.2 | 16.5 | 25000 | 9.2 | 15700 | 1 | HRCU-A-CB |  |  | 177 | 515 | Yes
5667433 | Active | Systems | SXT+ R410A HP | KEEPRITE | CCH924GKA3* |  | EN(A,D)4X36*21** | *9MV*0801716A** | 24800 | 13.2 | 16.7 | 25000 | 9.5 | 15700 | 1 | HRCU-A-CB |  |  | 176 | 499 | Yes
5667434 | Active | Systems | SXT+ R410A HP | KEEPRITE | CCH924GKA3* |  | EN(A,D)4X36*21** | *9MV*0802120A** | 24400 | 13.5 | 17 | 25000 | 9.5 | 15400 | 1 | HRCU-A-CB |  |  | 170 | 499 | Yes
5667435 | Active | Systems | SXT+ R410A HP | KEEPRITE | CCH924GKA3* |  | EN(A,D)4X36*21** | *9MV*1002120A** | 24800 | 13.5 | 17 | 25000 | 9.5 | 15600 | 1 | HRCU-A-CB |  |  | 173 | 499 | Yes
5667319 | Active | Systems | SXT+ R410A HP | KEEPRITE | CCH924GKA3* |  | EN(A,D)4X36*21** | *9MX*0601714A** | 25200 | 13.2 | 16.7 | 25000 | 9.5 | 16000 | 1 | HRCU-A-CB |  |  | 179 | 499 | Yes
5667481 | Active | Systems | SXT+ R410A HP | KEEPRITE | CCH924GKA3* |  | EN(A,D)4X36*21** | MV12**17C* | 24400 | 13.5 | 17 | 25000 | 9 | 15300 | 1 | HRCU-A-CB |  |  | 170 | 527 | Yes
5667356 | Active | Systems | SXT+ R410A HP | KEEPRITE | CCH924GKA3* |  | EN(A,D)4X36*21** | NOMV106D12* | 24800 | 13.2 | 16.5 | 25000 | 9 | 15600 | 1 | HRCU-A-CB |  |  | 178 | 527 | Yes
5692139 | Active | Systems | SXT+ R410A HP | KEEPRITE | CCH924GKA3* |  | EN(A,D)4X36*21** | OLV098A12* | 24400 | 13.2 | 16 | 25000 | 8.5 | 15500 | 1 | HRCU-A-CB |  |  | 181 | 558 | Yes
5692036 | Active | Systems | SXT+ R410A HP | KEEPRITE | CCH924GKA3* |  | EN(A,D)4X36*21** | OMV098J12* | 24400 | 13.2 | 16.7 | 25000 | 9 | 15500 | 1 | HRCU-A-CB |  |  | 173 | 527 | Yes
5667378 | Active | Systems | SXT+ R410A HP | KEEPRITE | CCH924GKA3* |  | EN(A,D)4X36*21** | OMV112K14A | 24200 | 13.5 | 16.7 | 25000 | 9 | 15300 | 1 | HRCU-A-CB |  |  | 172 | 527 | Yes
5667236 | Active | Systems | SXT+ R410A HP | KEEPRITE | CCH924GKA3* |  | EN(A,D)4X36*21**+WALLCON | *8MV*0901716** | 25000 | 13.7 | 17.2 | 25000 | 9.5 | 15600 | 1 | HRCU-A-CB |  |  | 172 | 499 | Yes
5667237 | Active | Systems | SXT+ R410A HP | KEEPRITE | CCH924GKA3* |  | EN(A,D)4X36*21**+WALLCON | *8MV*1102120** | 25000 | 13.7 | 17.2 | 25000 | 9.5 | 15600 | 1 | HRCU-A-CB |  |  | 172 | 499 | Yes
5667231 | Active | Systems | SXT+ R410A HP | KEEPRITE | CCH924GKA3* |  | EN(A,D)4X36*21**+WALLCON | *9MA*0601714A** | 24800 | 13.2 | 16.5 | 25000 | 9.5 | 15800 | 1 | HRCU-A-CB |  |  | 178 | 499 | Yes
5667233 | Active | Systems | SXT+ R410A HP | KEEPRITE | CCH924GKA3* |  | EN(A,D)4X36*21**+WALLCON | *9MA*0602120A** | 24800 | 13.2 | 16.7 | 25000 | 9.5 | 15700 | 1 | HRCU-A-CB |  |  | 176 | 499 | Yes
5667232 | Active | Systems | SXT+ R410A HP | KEEPRITE | CCH924GKA3* |  | EN(A,D)4X36*21**+WALLCON | *9MA*0801714A** | 24800 | 13.5 | 16.7 | 25000 | 9.5 | 15700 | 1 | HRCU-A-CB |  |  | 176 | 499 | Yes
5667234 | Active | Systems | SXT+ R410A HP | KEEPRITE | CCH924GKA3* |  | EN(A,D)4X36*21**+WALLCON | *9MA*0802120A** | 25000 | 13.5 | 17 | 25000 | 9.5 | 15600 | 1 | HRCU-A-CB |  |  | 174 | 499 | Yes
5667235 | Active | Systems | SXT+ R410A HP | KEEPRITE | CCH924GKA3* |  | EN(A,D)4X36*21**+WALLCON | *9MA*1002122A** | 25000 | 13.7 | 17 | 25000 | 9.5 | 15600 | 1 | HRCU-A-CB |  |  | 174 | 499 | Yes
5667342 | Active | Systems | SXT+ R410A HP | KEEPRITE | CCH924GKA3* |  | EN(A,D,W)4X36*17** | *8MX*0451408** | 24400 | 13.2 | 16.5 | 25000 | 9 | 15500 | 1 | HRCU-A-CB |  |  | 175 | 527 | Yes
5667429 | Active | Systems | SXT+ R410A HP | KEEPRITE | CCH924GKA3* |  | EN(A,D,W)4X36*17** | *9MV*0401410A** | 24000 | 12.5 | 15.7 | 25000 | 9 | 15700 | 1 | HRCU-A-CB |  |  | 181 | 527 | Yes
5667430 | Active | Systems | SXT+ R410A HP | KEEPRITE | CCH924GKA3* |  | EN(A,D,W)4X36*17** | *9MV*0601714A** | 24600 | 13.2 | 16.5 | 25000 | 9.2 | 15700 | 1 | HRCU-A-CB |  |  | 177 | 515 | Yes
5667431 | Active | Systems | SXT+ R410A HP | KEEPRITE | CCH924GKA3* |  | EN(A,D,W)4X36*17** | *9MV*0801716A** | 24800 | 13.2 | 16.7 | 25000 | 9.5 | 15700 | 1 | HRCU-A-CB |  |  | 176 | 499 | Yes
5667318 | Active | Systems | SXT+ R410A HP | KEEPRITE | CCH924GKA3* |  | EN(A,D,W)4X36*17** | *9MX*0601714A** | 25200 | 13 | 16.7 | 25000 | 9.5 | 16000 | 1 | HRCU-A-CB |  |  | 179 | 499 | Yes
5667479 | Active | Systems | SXT+ R410A HP | KEEPRITE | CCH924GKA3* |  | EN(A,D,W)4X36*17** | MV08**14C* | 24200 | 13.5 | 16.7 | 25000 | 9 | 15300 | 1 | HRCU-A-CB |  |  | 172 | 527 | Yes
5667480 | Active | Systems | SXT+ R410A HP | KEEPRITE | CCH924GKA3* |  | EN(A,D,W)4X36*17** | MV12**17C* | 24400 | 13.5 | 17 | 25000 | 9 | 15300 | 1 | HRCU-A-CB |  |  | 170 | 527 | Yes
5667355 | Active | Systems | SXT+ R410A HP | KEEPRITE | CCH924GKA3* |  | EN(A,D,W)4X36*17** | NOMV106D12* | 24800 | 13.2 | 16.5 | 25000 | 9 | 15700 | 1 | HRCU-A-CB |  |  | 178 | 527 | Yes
5692130 | Active | Systems | SXT+ R410A HP | KEEPRITE | CCH924GKA3* |  | EN(A,D,W)4X36*17** | OLV098A12* | 24400 | 13.2 | 16 | 25000 | 8.5 | 15500 | 1 | HRCU-A-CB |  |  | 181 | 558 | Yes
5692034 | Active | Systems | SXT+ R410A HP | KEEPRITE | CCH924GKA3* |  | EN(A,D,W)4X36*17** | OMV098J12* | 24400 | 13.2 | 16.7 | 25000 | 9 | 15500 | 1 | HRCU-A-CB |  |  | 173 | 527 | Yes
5667376 | Active | Systems | SXT+ R410A HP | KEEPRITE | CCH924GKA3* |  | EN(A,D,W)4X36*17** | OMV112K14A | 24200 | 13.5 | 16.7 | 25000 | 9 | 15300 | 1 | HRCU-A-CB |  |  | 172 | 527 | Yes
5667229 | Active | Systems | SXT+ R410A HP | KEEPRITE | CCH924GKA3* |  | EN(A,D,W)4X36*17**+WALLCON | *8MV*0701412** | 25000 | 13.7 | 17 | 25000 | 9.5 | 15600 | 1 | HRCU-A-CB |  |  | 174 | 499 | Yes
5667230 | Active | Systems | SXT+ R410A HP | KEEPRITE | CCH924GKA3* |  | EN(A,D,W)4X36*17**+WALLCON | *8MV*0901716** | 25000 | 13.7 | 17.2 | 25000 | 9.5 | 15600 | 1 | HRCU-A-CB |  |  | 172 | 499 | Yes
5667227 | Active | Systems | SXT+ R410A HP | KEEPRITE | CCH924GKA3* |  | EN(A,D,W)4X36*17**+WALLCON | *9MA*0601714A** | 24800 | 13.2 | 16.5 | 25000 | 9.5 | 15800 | 1 | HRCU-A-CB |  |  | 178 | 499 | Yes
5667228 | Active | Systems | SXT+ R410A HP | KEEPRITE | CCH924GKA3* |  | EN(A,D,W)4X36*17**+WALLCON | *9MA*0801714A** | 24800 | 13.5 | 16.7 | 25000 | 9.5 | 15700 | 1 | HRCU-A-CB |  |  | 176 | 499 | Yes
5667343 | Active | Systems | SXT+ R410A HP | KEEPRITE | CCH924GKA3* |  | ENH4X24*17** | *8MX*0451408** | 24200 | 13 | 16.2 | 25000 | 9 | 15500 | 1 | HRCU-A-CB |  |  | 177 | 527 | Yes
5667436 | Active | Systems | SXT+ R410A HP | KEEPRITE | CCH924GKA3* |  | ENH4X24*17** | *9MV*0401410A** | 23800 | 12.5 | 15.7 | 25000 | 8.5 | 15700 | 1 | HRCU-A-CB |  |  | 179 | 558 | Yes
5667437 | Active | Systems | SXT+ R410A HP | KEEPRITE | CCH924GKA3* |  | ENH4X24*17** | *9MV*0601714A** | 24400 | 13 | 16.5 | 25000 | 9 | 15600 | 1 | HRCU-A-CB |  |  | 175 | 527 | Yes
5667438 | Active | Systems | SXT+ R410A HP | KEEPRITE | CCH924GKA3* |  | ENH4X24*17** | *9MV*0801716A** | 24600 | 13.2 | 16.5 | 25000 | 9 | 15600 | 1 | HRCU-A-CB |  |  | 177 | 527 | Yes
5667321 | Active | Systems | SXT+ R410A HP | KEEPRITE | CCH924GKA3* |  | ENH4X24*17** | *9MX*0601714A** | 25000 | 13 | 16.5 | 25000 | 9 | 16000 | 1 | HRCU-A-CB |  |  | 179 | 527 | Yes
5667482 | Active | Systems | SXT+ R410A HP | KEEPRITE | CCH924GKA3* |  | ENH4X24*17** | MV08**14C* | 24000 | 13.2 | 16.7 | 25000 | 9 | 15300 | 1 | HRCU-A-CB |  |  | 170 | 527 | Yes
5667483 | Active | Systems | SXT+ R410A HP | KEEPRITE | CCH924GKA3* |  | ENH4X24*17** | MV12**17C* | 24200 | 13.2 | 17 | 25000 | 9 | 15400 | 1 | HRCU-A-CB |  |  | 169 | 527 | Yes
5667357 | Active | Systems | SXT+ R410A HP | KEEPRITE | CCH924GKA3* |  | ENH4X24*17** | NOMV106D12* | 24800 | 13 | 16.2 | 25000 | 8.5 | 15800 | 1 | HRCU-A-CB |  |  | 181 | 558 | Yes
5692146 | Active | Systems | SXT+ R410A HP | KEEPRITE | CCH924GKA3* |  | ENH4X24*17** | OLV098A12* | 24400 | 13 | 16 | 25000 | 8.5 | 15500 | 1 | HRCU-A-CB |  |  | 181 | 558 | Yes
5692047 | Active | Systems | SXT+ R410A HP | KEEPRITE | CCH924GKA3* |  | ENH4X24*17** | OMV098J12* | 24400 | 13 | 16.5 | 25000 | 9 | 15600 | 1 | HRCU-A-CB |  |  | 175 | 527 | Yes
5667380 | Active | Systems | SXT+ R410A HP | KEEPRITE | CCH924GKA3* |  | ENH4X24*17** | OMV112K14A | 24200 | 13.2 | 16.7 | 25000 | 9 | 15400 | 1 | HRCU-A-CB |  |  | 172 | 527 | Yes
5667240 | Active | Systems | SXT+ R410A HP | KEEPRITE | CCH924GKA3* |  | ENH4X24*17**+WALLCON | *8MV*0701412** | 24800 | 13.5 | 17 | 25000 | 9.5 | 15700 | 1 | HRCU-A-CB |  |  | 173 | 499 | Yes
5667241 | Active | Systems | SXT+ R410A HP | KEEPRITE | CCH924GKA3* |  | ENH4X24*17**+WALLCON | *8MV*0901716** | 25000 | 13.5 | 17.2 | 25000 | 9.5 | 15600 | 1 | HRCU-A-CB |  |  | 172 | 499 | Yes
5667238 | Active | Systems | SXT+ R410A HP | KEEPRITE | CCH924GKA3* |  | ENH4X24*17**+WALLCON | *9MA*0601714A** | 24800 | 13 | 16.2 | 25000 | 9 | 15800 | 1 | HRCU-A-CB |  |  | 181 | 527 | Yes
5667239 | Active | Systems | SXT+ R410A HP | KEEPRITE | CCH924GKA3* |  | ENH4X24*17**+WALLCON | *9MA*0801714A** | 24800 | 13.2 | 16.5 | 25000 | 9.2 | 15800 | 1 | HRCU-A-CB |  |  | 178 | 515 | Yes
5667344 | Active | Systems | SXT+ R410A HP | KEEPRITE | CCH924GKA3* |  | ENH4X30*17** | *8MX*0451408** | 24400 | 13.2 | 16.5 | 25000 | 9 | 15500 | 1 | HRCU-A-CB |  |  | 175 | 527 | Yes
5667439 | Active | Systems | SXT+ R410A HP | KEEPRITE | CCH924GKA3* |  | ENH4X30*17** | *9MV*0401410A** | 24000 | 12.5 | 15.7 | 25000 | 9 | 15700 | 1 | HRCU-A-CB |  |  | 181 | 527 | Yes
5667440 | Active | Systems | SXT+ R410A HP | KEEPRITE | CCH924GKA3* |  | ENH4X30*17** | *9MV*0601714A** | 24600 | 13.2 | 16.5 | 25000 | 9.2 | 15700 | 1 | HRCU-A-CB |  |  | 177 | 515 | Yes
5667441 | Active | Systems | SXT+ R410A HP | KEEPRITE | CCH924GKA3* |  | ENH4X30*17** | *9MV*0801716A** | 24800 | 13.2 | 16.7 | 25000 | 9.5 | 15700 | 1 | HRCU-A-CB |  |  | 176 | 499 | Yes
5667323 | Active | Systems | SXT+ R410A HP | KEEPRITE | CCH924GKA3* |  | ENH4X30*17** | *9MX*0601714A** | 25200 | 13 | 17 | 25000 | 9.5 | 16000 | 1 | HRCU-A-CB |  |  | 176 | 499 | Yes
5667484 | Active | Systems | SXT+ R410A HP | KEEPRITE | CCH924GKA3* |  | ENH4X30*17** | MV08**14C* | 24200 | 13.5 | 17 | 25000 | 9 | 15300 | 1 | HRCU-A-CB |  |  | 169 | 527 | Yes
5667485 | Active | Systems | SXT+ R410A HP | KEEPRITE | CCH924GKA3* |  | ENH4X30*17** | MV12**17C* | 24400 | 13.5 | 17 | 25000 | 9 | 15300 | 1 | HRCU-A-CB |  |  | 170 | 527 | Yes
5667358 | Active | Systems | SXT+ R410A HP | KEEPRITE | CCH924GKA3* |  | ENH4X30*17** | NOMV106D12* | 24800 | 13.2 | 16.5 | 25000 | 9 | 15700 | 1 | HRCU-A-CB |  |  | 178 | 527 | Yes
5692154 | Active | Systems | SXT+ R410A HP | KEEPRITE | CCH924GKA3* |  | ENH4X30*17** | OLV098A12* | 24400 | 13.2 | 16 | 25000 | 8.5 | 15500 | 1 | HRCU-A-CB |  |  | 181 | 558 | Yes
5692051 | Active | Systems | SXT+ R410A HP | KEEPRITE | CCH924GKA3* |  | ENH4X30*17** | OMV098J12* | 24400 | 13.2 | 16.7 | 25000 | 9 | 15500 | 1 | HRCU-A-CB |  |  | 173 | 527 | Yes
5667382 | Active | Systems | SXT+ R410A HP | KEEPRITE | CCH924GKA3* |  | ENH4X30*17** | OMV112K14A | 24200 | 13.5 | 16.7 | 25000 | 9 | 15300 | 1 | HRCU-A-CB |  |  | 172 | 527 | Yes
5667244 | Active | Systems | SXT+ R410A HP | KEEPRITE | CCH924GKA3* |  | ENH4X30*17**+WALLCON | *8MV*0701412** | 25000 | 13.7 | 17 | 25000 | 9.5 | 15600 | 1 | HRCU-A-CB |  |  | 174 | 499 | Yes
5667245 | Active | Systems | SXT+ R410A HP | KEEPRITE | CCH924GKA3* |  | ENH4X30*17**+WALLCON | *8MV*0901716** | 25000 | 13.7 | 17.2 | 25000 | 9.5 | 15600 | 1 | HRCU-A-CB |  |  | 172 | 499 | Yes
5667242 | Active | Systems | SXT+ R410A HP | KEEPRITE | CCH924GKA3* |  | ENH4X30*17**+WALLCON | *9MA*0601714A** | 24800 | 13.2 | 16.5 | 25000 | 9.5 | 15800 | 1 | HRCU-A-CB |  |  | 178 | 499 | Yes
5667243 | Active | Systems | SXT+ R410A HP | KEEPRITE | CCH924GKA3* |  | ENH4X30*17**+WALLCON | *9MA*0801714A** | 24800 | 13.5 | 16.7 | 25000 | 9.5 | 15700 | 1 | HRCU-A-CB |  |  | 176 | 499 | Yes
5667345 | Active | Systems | SXT+ R410A HP | KEEPRITE | CCH924GKA3* |  | ENH4X36*17** | *8MX*0451408** | 24400 | 13.2 | 16.5 | 25000 | 9 | 15500 | 1 | HRCU-A-CB |  |  | 175 | 527 | Yes
5667442 | Active | Systems | SXT+ R410A HP | KEEPRITE | CCH924GKA3* |  | ENH4X36*17** | *9MV*0401410A** | 24000 | 12.5 | 15.7 | 25000 | 9 | 15700 | 1 | HRCU-A-CB |  |  | 181 | 527 | Yes
5667443 | Active | Systems | SXT+ R410A HP | KEEPRITE | CCH924GKA3* |  | ENH4X36*17** | *9MV*0601714A** | 24600 | 13.2 | 16.5 | 25000 | 9.2 | 15700 | 1 | HRCU-A-CB |  |  | 177 | 515 | Yes
5667444 | Active | Systems | SXT+ R410A HP | KEEPRITE | CCH924GKA3* |  | ENH4X36*17** | *9MV*0801716A** | 24800 | 13.2 | 16.7 | 25000 | 9.5 | 15700 | 1 | HRCU-A-CB |  |  | 176 | 499 | Yes
5667325 | Active | Systems | SXT+ R410A HP | KEEPRITE | CCH924GKA3* |  | ENH4X36*17** | *9MX*0601714A** | 25200 | 13 | 17 | 25000 | 9.5 | 16000 | 1 | HRCU-A-CB |  |  | 176 | 499 | Yes
5667486 | Active | Systems | SXT+ R410A HP | KEEPRITE | CCH924GKA3* |  | ENH4X36*17** | MV08**14C* | 24200 | 13.5 | 17 | 25000 | 9 | 15300 | 1 | HRCU-A-CB |  |  | 169 | 527 | Yes
5667487 | Active | Systems | SXT+ R410A HP | KEEPRITE | CCH924GKA3* |  | ENH4X36*17** | MV12**17C* | 24400 | 13.5 | 17 | 25000 | 9 | 15300 | 1 | HRCU-A-CB |  |  | 170 | 527 | Yes
5667359 | Active | Systems | SXT+ R410A HP | KEEPRITE | CCH924GKA3* |  | ENH4X36*17** | NOMV106D12* | 24800 | 13.2 | 16.5 | 25000 | 9 | 15700 | 1 | HRCU-A-CB |  |  | 178 | 527 | Yes
5692161 | Active | Systems | SXT+ R410A HP | KEEPRITE | CCH924GKA3* |  | ENH4X36*17** | OLV098A12* | 24400 | 13.2 | 16 | 25000 | 8.5 | 15500 | 1 | HRCU-A-CB |  |  | 181 | 558 | Yes
5692057 | Active | Systems | SXT+ R410A HP | KEEPRITE | CCH924GKA3* |  | ENH4X36*17** | OMV098J12* | 24400 | 13.2 | 16.7 | 25000 | 9 | 15500 | 1 | HRCU-A-CB |  |  | 173 | 527 | Yes
5667384 | Active | Systems | SXT+ R410A HP | KEEPRITE | CCH924GKA3* |  | ENH4X36*17** | OMV112K14A | 24200 | 13.5 | 16.7 | 25000 | 9 | 15300 | 1 | HRCU-A-CB |  |  | 172 | 527 | Yes
5667248 | Active | Systems | SXT+ R410A HP | KEEPRITE | CCH924GKA3* |  | ENH4X36*17**+WALLCON | *8MV*0701412** | 25000 | 13.7 | 17 | 25000 | 9.5 | 15600 | 1 | HRCU-A-CB |  |  | 174 | 499 | Yes
5667249 | Active | Systems | SXT+ R410A HP | KEEPRITE | CCH924GKA3* |  | ENH4X36*17**+WALLCON | *8MV*0901716** | 25000 | 13.7 | 17.2 | 25000 | 9.5 | 15600 | 1 | HRCU-A-CB |  |  | 172 | 499 | Yes
5667246 | Active | Systems | SXT+ R410A HP | KEEPRITE | CCH924GKA3* |  | ENH4X36*17**+WALLCON | *9MA*0601714A** | 24800 | 13.2 | 16.5 | 25000 | 9.5 | 15800 | 1 | HRCU-A-CB |  |  | 178 | 499 | Yes
5667247 | Active | Systems | SXT+ R410A HP | KEEPRITE | CCH924GKA3* |  | ENH4X36*17**+WALLCON | *9MA*0801714A** | 24800 | 13.5 | 16.7 | 25000 | 9.5 | 15700 | 1 | HRCU-A-CB |  |  | 176 | 499 | Yes
5667280 | Active | Systems | SXT+ R410A HP | KEEPRITE | CCH924GKA3* |  | FCM4X24****+WALLCON |  | 25200 | 13.7 | 17.5 | 25000 | 9.5 | 15600 | 1 | HRCU-A-CB |  |  | 170 | 499 | Yes
5667194 | Active | Systems | SXT+ R410A HP | KEEPRITE | CCH924GKA3* |  | FCM4X36****+WALLCON |  | 24800 | 13.5 | 18 | 25000 | 10 | 15500 | 1 | HRCU-A-CB | Yes |  | 163 | 474 | Yes
5667300 | Active | Systems | SXT+ R410A HP | KEEPRITE | CCH924GKA3* |  | FVM4X24**** |  | 24400 | 13.5 | 17 | 25000 | 9 | 15400 | 1 | HRCU-A-CB |  |  | 170 | 527 | Yes
5667301 | Active | Systems | SXT+ R410A HP | KEEPRITE | CCH924GKA3* |  | FVM4X36**** |  | 24600 | 13.7 | 17 | 25000 | 9 | 15300 | 1 | HRCU-A-CB |  |  | 171 | 527 | Yes
5428106 | Discontinued | Systems | SXT+ R410A HP | KEEPRITE | CCH936GKA* |  | EA*4X36*14A* | MV08**14C* | 33800 | 12.5 | 17.2 | 35800 | 9 | 21400 | 1 | HRCU-A-CB |  |  | 233 | 737 | Yes
5255738 | Discontinued | Systems | SXT+ R410A HP | KEEPRITE | CCH936GKA* |  | EA*4X36*17A* | *9MV*0601714A** | 33200 | 12.7 | 16.7 | 36000 | 9.2 | 23000 | 1 | HRCU-A-CB |  |  | 235 | 721 | Yes
5255739 | Discontinued | Systems | SXT+ R410A HP | KEEPRITE | CCH936GKA* |  | EA*4X36*17A* | *9MV*0801716A** | 33600 | 12.5 | 16.7 | 35600 | 9.2 | 21200 | 1 | HRCU-A-CB |  |  | 238 | 721 | Yes
5255705 | Discontinued | Systems | SXT+ R410A HP | KEEPRITE | CCH936GKA* |  | EA*4X36*17A* | *9MX*0801716A** | 33800 | 12.5 | 16.7 | 36000 | 9 | 21600 | 1 | HRCU-A-CB |  |  | 240 | 737 | Yes
5428107 | Discontinued | Systems | SXT+ R410A HP | KEEPRITE | CCH936GKA* |  | EA*4X36*17A* | MV08**14C* | 34000 | 12.7 | 17.5 | 35800 | 9 | 21400 | 1 | HRCU-A-CB |  |  | 230 | 737 | Yes
5428108 | Discontinued | Systems | SXT+ R410A HP | KEEPRITE | CCH936GKA* |  | EA*4X36*17A* | MV12**17C* | 34200 | 12.7 | 17.7 | 35800 | 9 | 21400 | 1 | HRCU-A-CB |  |  | 229 | 737 | Yes
5428151 | Discontinued | Systems | SXT+ R410A HP | KEEPRITE | CCH936GKA* |  | EA*4X36*17A* | NOMV106D12* | 33600 | 12.5 | 16.7 | 35800 | 8.5 | 21400 | 1 | HRCU-A-CB |  |  | 238 | 781 | Yes
5255595 | Discontinued | Systems | SXT+ R410A HP | KEEPRITE | CCH936GKA* |  | EA*4X36*17A*+WALLCON | *8MV*0701412** | 34200 | 12.5 | 17.2 | 36400 | 9 | 21800 | 1 | HRCU-A-CB |  |  | 235 | 737 | Yes
5255596 | Discontinued | Systems | SXT+ R410A HP | KEEPRITE | CCH936GKA* |  | EA*4X36*17A*+WALLCON | *8MV*0901716** | 34400 | 12.7 | 17.5 | 36000 | 9 | 21600 | 1 | HRCU-A-CB |  |  | 233 | 737 | Yes
5255475 | Discontinued | Systems | SXT+ R410A HP | KEEPRITE | CCH936GKA* |  | EA*4X36*21A* | *8MX*0902116** | 34600 | 12.5 | 17.2 | 36600 | 9 | 22000 | 1 | HRCU-A-CB |  |  | 238 | 737 | Yes
5255476 | Discontinued | Systems | SXT+ R410A HP | KEEPRITE | CCH936GKA* |  | EA*4X36*21A* | *8MX*1102120** | 34800 | 12.7 | 17.2 | 36400 | 9.5 | 21800 | 1 | HRCU-A-CB |  |  | 240 | 699 | Yes
5255741 | Discontinued | Systems | SXT+ R410A HP | KEEPRITE | CCH936GKA* |  | EA*4X36*21A* | *9MV*0801716A** | 33800 | 12.5 | 17 | 35600 | 9.2 | 21200 | 1 | HRCU-A-CB |  |  | 235 | 721 | Yes
5255780 | Discontinued | Systems | SXT+ R410A HP | KEEPRITE | CCH936GKA* |  | EA*4X36*21A* | *9MV*0802120A** | 34000 | 13.2 | 17.5 | 35600 | 9 | 22600 | 1 | HRCU-A-CB |  |  | 230 | 737 | Yes
5255781 | Discontinued | Systems | SXT+ R410A HP | KEEPRITE | CCH936GKA* |  | EA*4X36*21A* | *9MV*1002120A** | 34000 | 13.2 | 17.2 | 35400 | 9 | 22600 | 1 | HRCU-A-CB |  |  | 234 | 737 | Yes
5255706 | Discontinued | Systems | SXT+ R410A HP | KEEPRITE | CCH936GKA* |  | EA*4X36*21A* | *9MX*0601714A** | 34000 | 12.5 | 17 | 36000 | 9 | 21800 | 1 | HRCU-A-CB |  |  | 237 | 737 | Yes
5255707 | Discontinued | Systems | SXT+ R410A HP | KEEPRITE | CCH936GKA* |  | EA*4X36*21A* | *9MX*0801716A** | 34000 | 12.5 | 16.7 | 36000 | 9 | 21600 | 1 | HRCU-A-CB |  |  | 241 | 737 | Yes
5428109 | Discontinued | Systems | SXT+ R410A HP | KEEPRITE | CCH936GKA* |  | EA*4X36*21A* | MV12**17C* | 34200 | 12.7 | 17.7 | 35800 | 9 | 21400 | 1 | HRCU-A-CB |  |  | 229 | 737 | Yes
5428110 | Discontinued | Systems | SXT+ R410A HP | KEEPRITE | CCH936GKA* |  | EA*4X36*21A* | MV16**21C* | 34200 | 13 | 17.7 | 35800 | 9 | 21400 | 1 | HRCU-A-CB |  |  | 229 | 737 | Yes
5428152 | Discontinued | Systems | SXT+ R410A HP | KEEPRITE | CCH936GKA* |  | EA*4X36*21A* | NOMV106D12* | 33800 | 12.5 | 17 | 35800 | 8.5 | 21200 | 1 | HRCU-A-CB |  |  | 235 | 781 | Yes
5428153 | Discontinued | Systems | SXT+ R410A HP | KEEPRITE | CCH936GKA* |  | EA*4X36*21A* | NOMV156E19* | 33800 | 12.7 | 17 | 35600 | 8.5 | 21400 | 1 | HRCU-A-CB |  |  | 235 | 781 | Yes
5255597 | Discontinued | Systems | SXT+ R410A HP | KEEPRITE | CCH936GKA* |  | EA*4X36*21A*+WALLCON | *8MV*0901716** | 34400 | 12.7 | 17.7 | 36000 | 9 | 21600 | 1 | HRCU-A-CB |  |  | 230 | 737 | Yes
5255598 | Discontinued | Systems | SXT+ R410A HP | KEEPRITE | CCH936GKA* |  | EA*4X36*21A*+WALLCON | *8MV*1102120** | 34400 | 13 | 17.7 | 36000 | 9 | 21600 | 1 | HRCU-A-CB |  |  | 230 | 737 | Yes
5255860 | Discontinued | Systems | SXT+ R410A HP | KEEPRITE | CCH936GKA* |  | EA*4X36*21A*+WALLCON | *9MA*0602120A** | 34200 | 12.5 | 17.2 | 36800 | 9 | 22200 | 1 | HRCU-A-CB |  |  | 235 | 737 | Yes
5255861 | Discontinued | Systems | SXT+ R410A HP | KEEPRITE | CCH936GKA* |  | EA*4X36*21A*+WALLCON | *9MA*0802120A** | 34400 | 12.7 | 17.5 | 36600 | 9 | 22000 | 1 | HRCU-A-CB |  |  | 233 | 737 | Yes
5255862 | Discontinued | Systems | SXT+ R410A HP | KEEPRITE | CCH936GKA* |  | EA*4X36*21A*+WALLCON | *9MA*1002122A** | 34400 | 12.7 | 17.5 | 36400 | 9.5 | 21800 | 1 | HRCU-A-CB |  |  | 233 | 699 | Yes
5255478 | Discontinued | Systems | SXT+ R410A HP | KEEPRITE | CCH936GKA* |  | EA*4X42*21A* | *8MX*0902116** | 35000 | 12.7 | 17.5 | 36600 | 9 | 22000 | 1 | HRCU-A-CB |  |  | 237 | 737 | Yes
5255479 | Discontinued | Systems | SXT+ R410A HP | KEEPRITE | CCH936GKA* |  | EA*4X42*21A* | *8MX*1102120** | 35000 | 13 | 17.5 | 36600 | 9.5 | 22000 | 1 | HRCU-A-CB |  |  | 237 | 699 | Yes
5255742 | Discontinued | Systems | SXT+ R410A HP | KEEPRITE | CCH936GKA* |  | EA*4X42*21A* | *9MV*0601714A** | 33800 | 12.5 | 16.7 | 35800 | 9.2 | 21400 | 1 | HRCU-A-CB |  |  | 240 | 721 | Yes
5255743 | Discontinued | Systems | SXT+ R410A HP | KEEPRITE | CCH936GKA* |  | EA*4X42*21A* | *9MV*0801716A** | 34000 | 12.5 | 17 | 35800 | 9.2 | 21400 | 1 | HRCU-A-CB |  |  | 237 | 721 | Yes
5255782 | Discontinued | Systems | SXT+ R410A HP | KEEPRITE | CCH936GKA* |  | EA*4X42*21A* | *9MV*0802120A** | 34200 | 13.2 | 17.5 | 35600 | 9 | 22600 | 1 | HRCU-A-CB |  |  | 231 | 737 | Yes
5255783 | Discontinued | Systems | SXT+ R410A HP | KEEPRITE | CCH936GKA* |  | EA*4X42*21A* | *9MV*1002120A** | 34200 | 13.2 | 17.5 | 35600 | 9 | 22600 | 1 | HRCU-A-CB |  |  | 231 | 737 | Yes
5255708 | Discontinued | Systems | SXT+ R410A HP | KEEPRITE | CCH936GKA* |  | EA*4X42*21A* | *9MX*0601714A** | 34200 | 12.5 | 17.2 | 36000 | 9 | 21800 | 1 | HRCU-A-CB |  |  | 235 | 737 | Yes
5255709 | Discontinued | Systems | SXT+ R410A HP | KEEPRITE | CCH936GKA* |  | EA*4X42*21A* | *9MX*0801716A** | 34200 | 12.5 | 17 | 36000 | 9 | 21600 | 1 | HRCU-A-CB |  |  | 238 | 737 | Yes
5428111 | Discontinued | Systems | SXT+ R410A HP | KEEPRITE | CCH936GKA* |  | EA*4X42*21A* | MV12**17C* | 34400 | 13 | 17.7 | 36000 | 9 | 21400 | 1 | HRCU-A-CB |  |  | 230 | 737 | Yes
5428112 | Discontinued | Systems | SXT+ R410A HP | KEEPRITE | CCH936GKA* |  | EA*4X42*21A* | MV16**21C* | 34400 | 13 | 18 | 35800 | 9 | 21400 | 1 | HRCU-A-CB |  |  | 226 | 737 | Yes
5428154 | Discontinued | Systems | SXT+ R410A HP | KEEPRITE | CCH936GKA* |  | EA*4X42*21A* | NOMV106D12* | 34000 | 12.7 | 17 | 36000 | 8.5 | 21400 | 1 | HRCU-A-CB |  |  | 237 | 781 | Yes
5428155 | Discontinued | Systems | SXT+ R410A HP | KEEPRITE | CCH936GKA* |  | EA*4X42*21A* | NOMV156E19* | 34200 | 12.7 | 17 | 35800 | 8.5 | 21400 | 1 | HRCU-A-CB |  |  | 238 | 781 | Yes
5690417 | Active | Systems | SXT+ R410A HP | KEEPRITE | CCH936GKA* |  | EA*4X42*21A* | OLV098A12* | 34000 | 12.5 | 17 | 36000 | 8.5 | 21800 | 1 | HRCU-A-CB |  |  | 237 | 781 | Yes
5690414 | Active | Systems | SXT+ R410A HP | KEEPRITE | CCH936GKA* |  | EA*4X42*21A* | OMV098J12* | 34000 | 12.5 | 17.2 | 36000 | 9 | 21800 | 1 | HRCU-A-CB |  |  | 234 | 737 | Yes
5255599 | Discontinued | Systems | SXT+ R410A HP | KEEPRITE | CCH936GKA* |  | EA*4X42*21A*+WALLCON | *8MV*0901716** | 34600 | 13 | 17.7 | 36000 | 9.5 | 21800 | 1 | HRCU-A-CB |  |  | 231 | 699 | Yes
5255600 | Discontinued | Systems | SXT+ R410A HP | KEEPRITE | CCH936GKA* |  | EA*4X42*21A*+WALLCON | *8MV*1102120** | 34800 | 13 | 17.7 | 36000 | 9.5 | 21600 | 1 | HRCU-A-CB |  |  | 233 | 699 | Yes
5255665 | Discontinued | Systems | SXT+ R410A HP | KEEPRITE | CCH936GKA* |  | EA*4X42*21A*+WALLCON | *9MA*0801714A** | 34200 | 12.5 | 17.2 | 36800 | 9 | 22400 | 1 | HRCU-A-CB |  |  | 235 | 737 | Yes
5255480 | Discontinued | Systems | SXT+ R410A HP | KEEPRITE | CCH936GKA* |  | EA*4X42*24A* | *8MX*0902116** | 35000 | 12.7 | 17.5 | 36600 | 9.5 | 22000 | 1 | HRCU-A-CB |  |  | 237 | 699 | Yes
5255481 | Discontinued | Systems | SXT+ R410A HP | KEEPRITE | CCH936GKA* |  | EA*4X42*24A* | *8MX*1102120** | 35200 | 13 | 17.5 | 36600 | 9.5 | 22000 | 1 | HRCU-A-CB |  |  | 238 | 699 | Yes
5255784 | Discontinued | Systems | SXT+ R410A HP | KEEPRITE | CCH936GKA* |  | EA*4X42*24A* | *9MV*0802120A** | 34200 | 13.2 | 17.5 | 35600 | 9 | 22600 | 1 | HRCU-A-CB |  |  | 231 | 737 | Yes
5255785 | Discontinued | Systems | SXT+ R410A HP | KEEPRITE | CCH936GKA* |  | EA*4X42*24A* | *9MV*1002120A** | 34200 | 13.2 | 17.5 | 35600 | 9 | 22600 | 1 | HRCU-A-CB |  |  | 231 | 737 | Yes
5255744 | Discontinued | Systems | SXT+ R410A HP | KEEPRITE | CCH936GKA* |  | EA*4X42*24A* | *9MV*1202422A** | 34200 | 13 | 17.5 | 35600 | 9.5 | 21200 | 1 | HRCU-A-CB |  |  | 231 | 699 | Yes
5428113 | Discontinued | Systems | SXT+ R410A HP | KEEPRITE | CCH936GKA* |  | EA*4X42*24A* | MV16**21C* | 34400 | 13 | 18 | 35800 | 9 | 21400 | 1 | HRCU-A-CB |  |  | 226 | 737 | Yes
5428114 | Discontinued | Systems | SXT+ R410A HP | KEEPRITE | CCH936GKA* |  | EA*4X42*24A* | MV20**24C* | 34400 | 13 | 18 | 35800 | 9 | 21200 | 1 | HRCU-A-CB |  |  | 226 | 737 | Yes
5428156 | Discontinued | Systems | SXT+ R410A HP | KEEPRITE | CCH936GKA* |  | EA*4X42*24A* | NOMV156E19* | 34200 | 12.7 | 17 | 35800 | 8.5 | 21400 | 1 | HRCU-A-CB |  |  | 238 | 781 | Yes
5255601 | Discontinued | Systems | SXT+ R410A HP | KEEPRITE | CCH936GKA* |  | EA*4X42*24A*+WALLCON | *8MV*1102120** | 34800 | 13 | 18 | 36000 | 9.5 | 21600 | 1 | HRCU-A-CB |  |  | 229 | 699 | Yes
5255602 | Discontinued | Systems | SXT+ R410A HP | KEEPRITE | CCH936GKA* |  | EA*4X42*24A*+WALLCON | *8MV*1352422** | 34800 | 13 | 18 | 36000 | 9.5 | 21600 | 1 | HRCU-A-CB |  |  | 229 | 699 | Yes
5255666 | Discontinued | Systems | SXT+ R410A HP | KEEPRITE | CCH936GKA* |  | EA*4X42*24A*+WALLCON | *9MA*1202422A** | 34400 | 13 | 17.5 | 36600 | 9 | 22000 | 1 | HRCU-A-CB |  |  | 233 | 737 | Yes
5255745 | Discontinued | Systems | SXT+ R410A HP | KEEPRITE | CCH936GKA* |  | EA*4X48*17A* | *9MV*0601714A** | 34600 | 12.5 | 17 | 36000 | 9.2 | 21600 | 1 | HRCU-A-CB |  |  | 241 | 721 | Yes
5255746 | Discontinued | Systems | SXT+ R410A HP | KEEPRITE | CCH936GKA* |  | EA*4X48*17A* | *9MV*0801716A** | 34800 | 12.7 | 17.2 | 36000 | 9.5 | 21600 | 1 | HRCU-A-CB |  |  | 240 | 699 | Yes
5255710 | Discontinued | Systems | SXT+ R410A HP | KEEPRITE | CCH936GKA* |  | EA*4X48*17A* | *9MX*0601714A** | 35000 | 12.5 | 17.5 | 36800 | 9 | 22000 | 1 | HRCU-A-CB |  |  | 237 | 737 | Yes
5255711 | Discontinued | Systems | SXT+ R410A HP | KEEPRITE | CCH936GKA* |  | EA*4X48*17A* | *9MX*0801716A** | 35000 | 12.7 | 17.2 | 36600 | 9 | 22000 | 1 | HRCU-A-CB |  |  | 241 | 737 | Yes
5428115 | Discontinued | Systems | SXT+ R410A HP | KEEPRITE | CCH936GKA* |  | EA*4X48*17A* | MV08**14C* | 35000 | 13 | 18 | 36000 | 9 | 21600 | 1 | HRCU-A-CB |  |  | 230 | 737 | Yes
5428116 | Discontinued | Systems | SXT+ R410A HP | KEEPRITE | CCH936GKA* |  | EA*4X48*17A* | MV12**17C* | 35200 | 13.2 | 18.2 | 36400 | 9 | 21800 | 1 | HRCU-A-CB |  |  | 229 | 737 | Yes
5428157 | Discontinued | Systems | SXT+ R410A HP | KEEPRITE | CCH936GKA* |  | EA*4X48*17A* | NOMV106D12* | 34600 | 12.7 | 17.2 | 36000 | 8.5 | 21600 | 1 | HRCU-A-CB |  |  | 238 | 781 | Yes
5690432 | Active | Systems | SXT+ R410A HP | KEEPRITE | CCH936GKA* |  | EA*4X48*17A* | OLV098A12* | 34800 | 12.5 | 17.2 | 36600 | 9 | 22000 | 1 | HRCU-A-CB |  |  | 240 | 737 | Yes
5690429 | Active | Systems | SXT+ R410A HP | KEEPRITE | CCH936GKA* |  | EA*4X48*17A* | OMV098J12* | 34800 | 12.5 | 17.5 | 36800 | 9 | 22000 | 1 | HRCU-A-CB |  |  | 235 | 737 | Yes
5255535 | Discontinued | Systems | SXT+ R410A HP | KEEPRITE | CCH936GKA* |  | EA*4X48*17A* | OMV112K14A | 35600 | 12.5 | 17.5 | 37600 | 9.5 | 22600 | 1 | HRCU-A-CB |  |  | 241 | 798 | Yes
5255603 | Discontinued | Systems | SXT+ R410A HP | KEEPRITE | CCH936GKA* |  | EA*4X48*17A*+WALLCON | *8MV*0701412** | 35400 | 12.7 | 17.7 | 37000 | 9.5 | 22200 | 1 | HRCU-A-CB |  |  | 237 | 699 | Yes
5255604 | Discontinued | Systems | SXT+ R410A HP | KEEPRITE | CCH936GKA* |  | EA*4X48*17A*+WALLCON | *8MV*0901716** | 35600 | 13 | 18.2 | 36800 | 9.5 | 22000 | 1 | HRCU-A-CB |  |  | 232 | 699 | Yes
5255668 | Discontinued | Systems | SXT+ R410A HP | KEEPRITE | CCH936GKA* |  | EA*4X48*17A*+WALLCON | *9MA*0801714A** | 35200 | 12.5 | 17.5 | 37600 | 9.5 | 22600 | 1 | HRCU-A-CB |  |  | 238 | 798 | Yes
5255485 | Discontinued | Systems | SXT+ R410A HP | KEEPRITE | CCH936GKA* |  | EA*4X48*21A* | *8MX*0902116** | 35600 | 13 | 17.5 | 37000 | 9.5 | 22200 | 1 | HRCU-A-CB |  |  | 241 | 699 | Yes
5255486 | Discontinued | Systems | SXT+ R410A HP | KEEPRITE | CCH936GKA* |  | EA*4X48*21A* | *8MX*1102120** | 35600 | 13 | 17.7 | 37000 | 9.5 | 22200 | 1 | HRCU-A-CB |  |  | 238 | 699 | Yes
5255747 | Discontinued | Systems | SXT+ R410A HP | KEEPRITE | CCH936GKA* |  | EA*4X48*21A* | *9MV*0601714A** | 34400 | 12.5 | 17 | 36000 | 9.2 | 21600 | 1 | HRCU-A-CB |  |  | 240 | 721 | Yes
5255748 | Discontinued | Systems | SXT+ R410A HP | KEEPRITE | CCH936GKA* |  | EA*4X48*21A* | *9MV*0801716A** | 34400 | 12.7 | 17.2 | 36000 | 9.5 | 21400 | 1 | HRCU-A-CB |  |  | 237 | 699 | Yes
5255786 | Discontinued | Systems | SXT+ R410A HP | KEEPRITE | CCH936GKA* |  | EA*4X48*21A* | *9MV*0802120A** | 34600 | 13.2 | 17.7 | 35800 | 9 | 22800 | 1 | HRCU-A-CB |  |  | 231 | 737 | Yes
5255787 | Discontinued | Systems | SXT+ R410A HP | KEEPRITE | CCH936GKA* |  | EA*4X48*21A* | *9MV*1002120A** | 34600 | 13.2 | 17.7 | 35800 | 9 | 22800 | 1 | HRCU-A-CB |  |  | 231 | 737 | Yes
5255712 | Discontinued | Systems | SXT+ R410A HP | KEEPRITE | CCH936GKA* |  | EA*4X48*21A* | *9MX*0601714A** | 34600 | 12.5 | 17.5 | 36600 | 9 | 22000 | 1 | HRCU-A-CB |  |  | 234 | 737 | Yes
5255713 | Discontinued | Systems | SXT+ R410A HP | KEEPRITE | CCH936GKA* |  | EA*4X48*21A* | *9MX*0801716A** | 34600 | 12.7 | 17 | 36400 | 9.5 | 21800 | 1 | HRCU-A-CB |  |  | 241 | 699 | Yes
5428117 | Discontinued | Systems | SXT+ R410A HP | KEEPRITE | CCH936GKA* |  | EA*4X48*21A* | MV12**17C* | 35000 | 13.2 | 18 | 36000 | 9 | 21600 | 1 | HRCU-A-CB |  |  | 230 | 737 | Yes
5428118 | Discontinued | Systems | SXT+ R410A HP | KEEPRITE | CCH936GKA* |  | EA*4X48*21A* | MV16**21C* | 35000 | 13.2 | 18.2 | 36000 | 9 | 21600 | 1 | HRCU-A-CB |  |  | 228 | 737 | Yes
5428158 | Discontinued | Systems | SXT+ R410A HP | KEEPRITE | CCH936GKA* |  | EA*4X48*21A* | NOMV106D12* | 34400 | 12.7 | 17.2 | 36000 | 8.5 | 21600 | 1 | HRCU-A-CB |  |  | 237 | 781 | Yes
5428159 | Discontinued | Systems | SXT+ R410A HP | KEEPRITE | CCH936GKA* |  | EA*4X48*21A* | NOMV156E19* | 34600 | 13 | 17.2 | 36000 | 8.8 | 21600 | 1 | HRCU-A-CB |  |  | 238 | 754 | Yes
5690446 | Active | Systems | SXT+ R410A HP | KEEPRITE | CCH936GKA* |  | EA*4X48*21A* | OLV098A12* | 34400 | 12.5 | 17.2 | 36400 | 9 | 21800 | 1 | HRCU-A-CB |  |  | 237 | 737 | Yes
5690442 | Active | Systems | SXT+ R410A HP | KEEPRITE | CCH936GKA* |  | EA*4X48*21A* | OMV098J12* | 34600 | 12.5 | 17.5 | 36600 | 9 | 22000 | 1 | HRCU-A-CB |  |  | 234 | 737 | Yes
5255538 | Discontinued | Systems | SXT+ R410A HP | KEEPRITE | CCH936GKA* |  | EA*4X48*21A* | OMV112K14A | 35200 | 12.5 | 17.5 | 37000 | 9.5 | 22400 | 1 | HRCU-A-CB |  |  | 238 | 699 | Yes
5255605 | Discontinued | Systems | SXT+ R410A HP | KEEPRITE | CCH936GKA* |  | EA*4X48*21A*+WALLCON | *8MV*0901716** | 35200 | 13 | 18 | 36600 | 9.5 | 21800 | 1 | HRCU-A-CB |  |  | 232 | 699 | Yes
5255606 | Discontinued | Systems | SXT+ R410A HP | KEEPRITE | CCH936GKA* |  | EA*4X48*21A*+WALLCON | *8MV*1102120** | 35200 | 13 | 18 | 36600 | 9.5 | 21800 | 1 | HRCU-A-CB |  |  | 232 | 699 | Yes
5255670 | Discontinued | Systems | SXT+ R410A HP | KEEPRITE | CCH936GKA* |  | EA*4X48*21A*+WALLCON | *9MA*0801714A** | 35000 | 12.5 | 17.5 | 37400 | 9.5 | 22600 | 1 | HRCU-A-CB |  |  | 237 | 699 | Yes
5255487 | Discontinued | Systems | SXT+ R410A HP | KEEPRITE | CCH936GKA* |  | EA*4X48*24A* | *8MX*0902116** | 35600 | 13 | 17.7 | 37000 | 9.5 | 22200 | 1 | HRCU-A-CB |  |  | 238 | 699 | Yes
5255488 | Discontinued | Systems | SXT+ R410A HP | KEEPRITE | CCH936GKA* |  | EA*4X48*24A* | *8MX*1102120** | 35800 | 13 | 17.7 | 37000 | 9.5 | 22200 | 1 | HRCU-A-CB |  |  | 239 | 699 | Yes
5255788 | Discontinued | Systems | SXT+ R410A HP | KEEPRITE | CCH936GKA* |  | EA*4X48*24A* | *9MV*0802120A** | 34600 | 13.5 | 17.7 | 36000 | 9 | 22800 | 1 | HRCU-A-CB |  |  | 231 | 737 | Yes
5255789 | Discontinued | Systems | SXT+ R410A HP | KEEPRITE | CCH936GKA* |  | EA*4X48*24A* | *9MV*1002120A** | 34600 | 13.5 | 17.7 | 35800 | 9 | 22800 | 1 | HRCU-A-CB |  |  | 231 | 737 | Yes
5255749 | Discontinued | Systems | SXT+ R410A HP | KEEPRITE | CCH936GKA* |  | EA*4X48*24A* | *9MV*1202422A** | 34600 | 13 | 17.7 | 35800 | 9.5 | 21200 | 1 | HRCU-A-CB |  |  | 231 | 699 | Yes
5428119 | Discontinued | Systems | SXT+ R410A HP | KEEPRITE | CCH936GKA* |  | EA*4X48*24A* | MV16**21C* | 35000 | 13.2 | 18.2 | 36000 | 9 | 21600 | 1 | HRCU-A-CB |  |  | 228 | 737 | Yes
5428120 | Discontinued | Systems | SXT+ R410A HP | KEEPRITE | CCH936GKA* |  | EA*4X48*24A* | MV20**24C* | 34800 | 13.2 | 18.2 | 36000 | 9 | 21400 | 1 | HRCU-A-CB |  |  | 226 | 737 | Yes
5428160 | Discontinued | Systems | SXT+ R410A HP | KEEPRITE | CCH936GKA* |  | EA*4X48*24A* | NOMV156E19* | 34600 | 13 | 17.2 | 36000 | 8.8 | 21600 | 1 | HRCU-A-CB |  |  | 238 | 754 | Yes
5255607 | Discontinued | Systems | SXT+ R410A HP | KEEPRITE | CCH936GKA* |  | EA*4X48*24A*+WALLCON | *8MV*1102120** | 35400 | 13 | 18.2 | 36600 | 9.5 | 21800 | 1 | HRCU-A-CB |  |  | 230 | 699 | Yes
5255608 | Discontinued | Systems | SXT+ R410A HP | KEEPRITE | CCH936GKA* |  | EA*4X48*24A*+WALLCON | *8MV*1352422** | 35400 | 13.2 | 18.2 | 36400 | 9.5 | 21800 | 1 | HRCU-A-CB |  |  | 230 | 699 | Yes
5255671 | Discontinued | Systems | SXT+ R410A HP | KEEPRITE | CCH936GKA* |  | EA*4X48*24A*+WALLCON | *9MA*1202422A** | 35200 | 13 | 18 | 37000 | 9.5 | 22200 | 1 | HRCU-A-CB |  |  | 232 | 699 | Yes
5255751 | Discontinued | Systems | SXT+ R410A HP | KEEPRITE | CCH936GKA* |  | ED*4X36F** | *9MV*0801716A** | 33800 | 12.5 | 16.7 | 35600 | 9 | 21200 | 1 | HRCU-A-CB |  |  | 240 | 737 | Yes
5255715 | Discontinued | Systems | SXT+ R410A HP | KEEPRITE | CCH936GKA* |  | ED*4X36F** | *9MX*0801716A** | 33800 | 12.5 | 16.7 | 36000 | 9.2 | 21600 | 1 | HRCU-A-CB |  |  | 240 | 721 | Yes
5255609 | Discontinued | Systems | SXT+ R410A HP | KEEPRITE | CCH936GKA* |  | ED*4X36F**+WALLCON | *8MV*0901716** | 34400 | 12.7 | 17.5 | 36000 | 9.5 | 21600 | 1 | HRCU-A-CB |  |  | 233 | 699 | Yes
5255490 | Discontinued | Systems | SXT+ R410A HP | KEEPRITE | CCH936GKA* |  | ED*4X48J** | *8MX*0902116** | 35600 | 13 | 17.5 | 36800 | 9.5 | 22200 | 1 | HRCU-A-CB |  |  | 241 | 699 | Yes
5255491 | Discontinued | Systems | SXT+ R410A HP | KEEPRITE | CCH936GKA* |  | ED*4X48J** | *8MX*1102120** | 35600 | 13 | 17.7 | 36800 | 9.7 | 22200 | 1 | HRCU-A-CB |  |  | 238 | 684 | Yes
5255610 | Discontinued | Systems | SXT+ R410A HP | KEEPRITE | CCH936GKA* |  | ED*4X48J**+WALLCON | *8MV*1102120** | 35200 | 13 | 18 | 36400 | 9.5 | 21800 | 1 | HRCU-A-CB |  |  | 232 | 699 | Yes
5255674 | Discontinued | Systems | SXT+ R410A HP | KEEPRITE | CCH936GKA* |  | ED*4X48J**+WALLCON | *9MA*1202422A** | 35200 | 13 | 17.7 | 37000 | 9.5 | 22200 | 1 | HRCU-A-CB |  |  | 235 | 699 | Yes
5255657 | Discontinued | Systems | SXT+ R410A HP | KEEPRITE | CCH936GKA* |  | EHD4X36A** | *8MX*0701716** | 34600 | 12.5 | 17 | 36400 | 9.2 | 22000 | 1 | HRCU-A-CB |  |  | 241 | 721 | Yes
5255513 | Discontinued | Systems | SXT+ R410A HP | KEEPRITE | CCH936GKA* |  | EHD4X36A** | *8MX*0902116** | 35400 | 13 | 17.5 | 36800 | 9.5 | 22200 | 1 | HRCU-A-CB |  |  | 240 | 699 | Yes
5255514 | Discontinued | Systems | SXT+ R410A HP | KEEPRITE | CCH936GKA* |  | EHD4X36A** | *8MX*1102120** | 35400 | 13 | 17.5 | 36800 | 9.5 | 22000 | 1 | HRCU-A-CB |  |  | 240 | 699 | Yes
5255771 | Discontinued | Systems | SXT+ R410A HP | KEEPRITE | CCH936GKA* |  | EHD4X36A** | *9MV*0601714A** | 34200 | 12.5 | 17 | 36000 | 9.2 | 21400 | 1 | HRCU-A-CB |  |  | 238 | 721 | Yes
5255772 | Discontinued | Systems | SXT+ R410A HP | KEEPRITE | CCH936GKA* |  | EHD4X36A** | *9MV*0801716A** | 34400 | 12.7 | 17.2 | 35800 | 9.2 | 21400 | 1 | HRCU-A-CB |  |  | 237 | 721 | Yes
5255802 | Discontinued | Systems | SXT+ R410A HP | KEEPRITE | CCH936GKA* |  | EHD4X36A** | *9MV*0802120A** | 34400 | 13.2 | 17.5 | 35800 | 9 | 22800 | 1 | HRCU-A-CB |  |  | 233 | 737 | Yes
5255803 | Discontinued | Systems | SXT+ R410A HP | KEEPRITE | CCH936GKA* |  | EHD4X36A** | *9MV*1002120A** | 34400 | 13.2 | 17.5 | 35600 | 9 | 22600 | 1 | HRCU-A-CB |  |  | 233 | 737 | Yes
5255773 | Discontinued | Systems | SXT+ R410A HP | KEEPRITE | CCH936GKA* |  | EHD4X36A** | *9MV*1202422A** | 34400 | 13 | 17.5 | 35600 | 9.5 | 21200 | 1 | HRCU-A-CB |  |  | 233 | 699 | Yes
5255732 | Discontinued | Systems | SXT+ R410A HP | KEEPRITE | CCH936GKA* |  | EHD4X36A** | *9MX*0601714A** | 34600 | 12.5 | 17.2 | 36400 | 9 | 22000 | 1 | HRCU-A-CB |  |  | 238 | 737 | Yes
5255733 | Discontinued | Systems | SXT+ R410A HP | KEEPRITE | CCH936GKA* |  | EHD4X36A** | *9MX*0801716A** | 34600 | 12.5 | 17 | 36400 | 9 | 21800 | 1 | HRCU-A-CB |  |  | 241 | 737 | Yes
5428139 | Discontinued | Systems | SXT+ R410A HP | KEEPRITE | CCH936GKA* |  | EHD4X36A** | MV08**14C* | 34800 | 13 | 17.7 | 36000 | 9 | 21600 | 1 | HRCU-A-CB |  |  | 233 | 737 | Yes
5428140 | Discontinued | Systems | SXT+ R410A HP | KEEPRITE | CCH936GKA* |  | EHD4X36A** | MV12**17C* | 35000 | 13 | 18 | 36000 | 9 | 21600 | 1 | HRCU-A-CB |  |  | 230 | 737 | Yes
5428141 | Discontinued | Systems | SXT+ R410A HP | KEEPRITE | CCH936GKA* |  | EHD4X36A** | MV16**21C* | 35000 | 13.2 | 18.2 | 36000 | 9 | 21600 | 1 | HRCU-A-CB |  |  | 228 | 737 | Yes
5428142 | Discontinued | Systems | SXT+ R410A HP | KEEPRITE | CCH936GKA* |  | EHD4X36A** | MV20**24C* | 34800 | 13.2 | 18.2 | 36000 | 9 | 21400 | 1 | HRCU-A-CB |  |  | 226 | 737 | Yes
5428175 | Discontinued | Systems | SXT+ R410A HP | KEEPRITE | CCH936GKA* |  | EHD4X36A** | NOMV106D12* | 34400 | 12.7 | 17 | 36000 | 8.5 | 21600 | 1 | HRCU-A-CB |  |  | 240 | 781 | Yes
5428176 | Discontinued | Systems | SXT+ R410A HP | KEEPRITE | CCH936GKA* |  | EHD4X36A** | NOMV156E19* | 34600 | 12.7 | 17 | 36000 | 8.5 | 21600 | 1 | HRCU-A-CB |  |  | 241 | 781 | Yes
5690586 | Active | Systems | SXT+ R410A HP | KEEPRITE | CCH936GKA* |  | EHD4X36A** | OLV098A12* | 34400 | 12.5 | 17 | 36400 | 8.5 | 21800 | 1 | HRCU-A-CB |  |  | 240 | 781 | Yes
5255582 | Discontinued | Systems | SXT+ R410A HP | KEEPRITE | CCH936GKA* |  | EHD4X36A** | OLV154F20A | 35600 | 13 | 17.7 | 37000 | 9.5 | 22200 | 1 | HRCU-A-CB |  |  | 238 | 699 | Yes
5690578 | Active | Systems | SXT+ R410A HP | KEEPRITE | CCH936GKA* |  | EHD4X36A** | OMV098J12* | 34600 | 12.5 | 17.5 | 36600 | 9 | 22000 | 1 | HRCU-A-CB |  |  | 234 | 737 | Yes
5255580 | Discontinued | Systems | SXT+ R410A HP | KEEPRITE | CCH936GKA* |  | EHD4X36A** | OMV112K14A | 35200 | 12.5 | 17.2 | 37000 | 9.5 | 22600 | 1 | HRCU-A-CB |  |  | 242 | 699 | Yes
5255635 | Discontinued | Systems | SXT+ R410A HP | KEEPRITE | CCH936GKA* |  | EHD4X36A**+WALLCON | *8MV*0701412** | 35000 | 12.5 | 17.7 | 36800 | 9 | 22200 | 1 | HRCU-A-CB |  |  | 234 | 737 | Yes
5255636 | Discontinued | Systems | SXT+ R410A HP | KEEPRITE | CCH936GKA* |  | EHD4X36A**+WALLCON | *8MV*0901716** | 35200 | 13 | 18 | 36600 | 9.5 | 21800 | 1 | HRCU-A-CB |  |  | 232 | 699 | Yes
5255637 | Discontinued | Systems | SXT+ R410A HP | KEEPRITE | CCH936GKA* |  | EHD4X36A**+WALLCON | *8MV*1102120** | 35200 | 13 | 18 | 36600 | 9.5 | 21800 | 1 | HRCU-A-CB |  |  | 232 | 699 | Yes
5255638 | Discontinued | Systems | SXT+ R410A HP | KEEPRITE | CCH936GKA* |  | EHD4X36A**+WALLCON | *8MV*1352422** | 35400 | 13 | 18 | 36400 | 9.5 | 21800 | 1 | HRCU-A-CB |  |  | 233 | 699 | Yes
5255866 | Discontinued | Systems | SXT+ R410A HP | KEEPRITE | CCH936GKA* |  | EHD4X36A**+WALLCON | *9MA*0602120A** | 35000 | 12.5 | 17.2 | 37000 | 9 | 22400 | 1 | HRCU-A-CB |  |  | 241 | 737 | Yes
5255696 | Discontinued | Systems | SXT+ R410A HP | KEEPRITE | CCH936GKA* |  | EHD4X36A**+WALLCON | *9MA*0801714A** | 35000 | 12.5 | 17.2 | 37200 | 9 | 22600 | 1 | HRCU-A-CB |  |  | 241 | 737 | Yes
5255867 | Discontinued | Systems | SXT+ R410A HP | KEEPRITE | CCH936GKA* |  | EHD4X36A**+WALLCON | *9MA*0802120A** | 35200 | 13 | 17.7 | 37000 | 9.5 | 22200 | 1 | HRCU-A-CB |  |  | 235 | 699 | Yes
5255868 | Discontinued | Systems | SXT+ R410A HP | KEEPRITE | CCH936GKA* |  | EHD4X36A**+WALLCON | *9MA*1002122A** | 35200 | 13 | 17.7 | 37000 | 9.5 | 22200 | 1 | HRCU-A-CB |  |  | 235 | 699 | Yes
5255697 | Discontinued | Systems | SXT+ R410A HP | KEEPRITE | CCH936GKA* |  | EHD4X36A**+WALLCON | *9MA*1202422A** | 35200 | 13 | 17.7 | 37000 | 9.5 | 22200 | 1 | HRCU-A-CB |  |  | 235 | 699 | Yes
5255658 | Discontinued | Systems | SXT+ R410A HP | KEEPRITE | CCH936GKA* |  | EHD4X42A** | *8MX*0701716** | 35000 | 12.5 | 17.2 | 36600 | 9 | 22000 | 1 | HRCU-A-CB |  |  | 241 | 737 | Yes
5255516 | Discontinued | Systems | SXT+ R410A HP | KEEPRITE | CCH936GKA* |  | EHD4X42A** | *8MX*0902116** | 35800 | 13 | 17.7 | 37000 | 9.5 | 22200 | 1 | HRCU-A-CB |  |  | 239 | 699 | Yes
5255517 | Discontinued | Systems | SXT+ R410A HP | KEEPRITE | CCH936GKA* |  | EHD4X42A** | *8MX*1102120** | 35800 | 13 | 17.7 | 37000 | 9.5 | 22200 | 1 | HRCU-A-CB |  |  | 239 | 699 | Yes
5255774 | Discontinued | Systems | SXT+ R410A HP | KEEPRITE | CCH936GKA* |  | EHD4X42A** | *9MV*0601714A** | 34600 | 12.5 | 17 | 36000 | 9.2 | 21600 | 1 | HRCU-A-CB |  |  | 241 | 721 | Yes
5255775 | Discontinued | Systems | SXT+ R410A HP | KEEPRITE | CCH936GKA* |  | EHD4X42A** | *9MV*0801716A** | 34800 | 12.7 | 17.2 | 36000 | 9.5 | 21400 | 1 | HRCU-A-CB |  |  | 240 | 699 | Yes
5255804 | Discontinued | Systems | SXT+ R410A HP | KEEPRITE | CCH936GKA* |  | EHD4X42A** | *9MV*0802120A** | 34800 | 13.5 | 17.7 | 35800 | 9 | 22800 | 1 | HRCU-A-CB |  |  | 233 | 737 | Yes
5255805 | Discontinued | Systems | SXT+ R410A HP | KEEPRITE | CCH936GKA* |  | EHD4X42A** | *9MV*1002120A** | 34600 | 13.5 | 17.7 | 35800 | 9 | 22800 | 1 | HRCU-A-CB |  |  | 231 | 737 | Yes
5255776 | Discontinued | Systems | SXT+ R410A HP | KEEPRITE | CCH936GKA* |  | EHD4X42A** | *9MV*1202422A** | 34600 | 13 | 17.7 | 35800 | 9.5 | 21200 | 1 | HRCU-A-CB |  |  | 231 | 699 | Yes
5255734 | Discontinued | Systems | SXT+ R410A HP | KEEPRITE | CCH936GKA* |  | EHD4X42A** | *9MX*0601714A** | 34800 | 12.5 | 17.5 | 36600 | 9 | 22000 | 1 | HRCU-A-CB |  |  | 235 | 737 | Yes
5255735 | Discontinued | Systems | SXT+ R410A HP | KEEPRITE | CCH936GKA* |  | EHD4X42A** | *9MX*0801716A** | 34800 | 12.7 | 17.2 | 36400 | 9.5 | 21800 | 1 | HRCU-A-CB |  |  | 240 | 699 | Yes
5428143 | Discontinued | Systems | SXT+ R410A HP | KEEPRITE | CCH936GKA* |  | EHD4X42A** | MV08**14C* | 35000 | 13 | 18 | 36000 | 9 | 21600 | 1 | HRCU-A-CB |  |  | 230 | 737 | Yes
5428144 | Discontinued | Systems | SXT+ R410A HP | KEEPRITE | CCH936GKA* |  | EHD4X42A** | MV12**17C* | 35200 | 13.2 | 18.2 | 36000 | 9 | 21600 | 1 | HRCU-A-CB |  |  | 229 | 737 | Yes
5428145 | Discontinued | Systems | SXT+ R410A HP | KEEPRITE | CCH936GKA* |  | EHD4X42A** | MV16**21C* | 35200 | 13.2 | 18.2 | 36000 | 9 | 21600 | 1 | HRCU-A-CB |  |  | 229 | 737 | Yes
5428146 | Discontinued | Systems | SXT+ R410A HP | KEEPRITE | CCH936GKA* |  | EHD4X42A** | MV20**24C* | 35000 | 13.2 | 18.2 | 36000 | 9 | 21400 | 1 | HRCU-A-CB |  |  | 228 | 737 | Yes
5428177 | Discontinued | Systems | SXT+ R410A HP | KEEPRITE | CCH936GKA* |  | EHD4X42A** | NOMV106D12* | 34600 | 12.7 | 17.2 | 36000 | 8.5 | 21600 | 1 | HRCU-A-CB |  |  | 238 | 781 | Yes
5428178 | Discontinued | Systems | SXT+ R410A HP | KEEPRITE | CCH936GKA* |  | EHD4X42A** | NOMV156E19* | 34800 | 13 | 17.2 | 36000 | 8.5 | 21600 | 1 | HRCU-A-CB |  |  | 240 | 781 | Yes
5690598 | Active | Systems | SXT+ R410A HP | KEEPRITE | CCH936GKA* |  | EHD4X42A** | OLV098A12* | 34600 | 12.5 | 17.2 | 36400 | 9 | 22000 | 1 | HRCU-A-CB |  |  | 238 | 737 | Yes
5255587 | Discontinued | Systems | SXT+ R410A HP | KEEPRITE | CCH936GKA* |  | EHD4X42A** | OLV154F20A | 36000 | 13 | 18 | 37000 | 9.5 | 22200 | 1 | HRCU-A-CB |  |  | 237 | 699 | Yes
5690591 | Active | Systems | SXT+ R410A HP | KEEPRITE | CCH936GKA* |  | EHD4X42A** | OMV098J12* | 34800 | 12.5 | 17.5 | 36600 | 9 | 22000 | 1 | HRCU-A-CB |  |  | 235 | 737 | Yes
5255585 | Discontinued | Systems | SXT+ R410A HP | KEEPRITE | CCH936GKA* |  | EHD4X42A** | OMV112K14A | 35400 | 12.5 | 17.5 | 37000 | 9.5 | 22600 | 1 | HRCU-A-CB |  |  | 240 | 699 | Yes
5255639 | Discontinued | Systems | SXT+ R410A HP | KEEPRITE | CCH936GKA* |  | EHD4X42A**+WALLCON | *8MV*0701412** | 35200 | 12.7 | 17.7 | 36800 | 9.5 | 22200 | 1 | HRCU-A-CB |  |  | 235 | 699 | Yes
5255640 | Discontinued | Systems | SXT+ R410A HP | KEEPRITE | CCH936GKA* |  | EHD4X42A**+WALLCON | *8MV*0901716** | 35400 | 13 | 18.2 | 36600 | 9.5 | 22000 | 1 | HRCU-A-CB |  |  | 230 | 699 | Yes
5255641 | Discontinued | Systems | SXT+ R410A HP | KEEPRITE | CCH936GKA* |  | EHD4X42A**+WALLCON | *8MV*1102120** | 35400 | 13 | 18 | 36600 | 9.5 | 21800 | 1 | HRCU-A-CB |  |  | 233 | 699 | Yes
5255642 | Discontinued | Systems | SXT+ R410A HP | KEEPRITE | CCH936GKA* |  | EHD4X42A**+WALLCON | *8MV*1352422** | 35600 | 13.2 | 18.2 | 36600 | 9.5 | 21800 | 1 | HRCU-A-CB |  |  | 232 | 699 | Yes
5255699 | Discontinued | Systems | SXT+ R410A HP | KEEPRITE | CCH936GKA* |  | EHD4X42A**+WALLCON | *9MA*0801714A** | 35200 | 12.5 | 17.5 | 37400 | 9.5 | 22600 | 1 | HRCU-A-CB |  |  | 238 | 699 | Yes
5255700 | Discontinued | Systems | SXT+ R410A HP | KEEPRITE | CCH936GKA* |  | EHD4X42A**+WALLCON | *9MA*1202422A** | 35400 | 13 | 17.7 | 37200 | 9.5 | 22200 | 1 | HRCU-A-CB |  |  | 237 | 699 | Yes
5255518 | Discontinued | Systems | SXT+ R410A HP | KEEPRITE | CCH936GKA* |  | EHD4X48A** | *8MX*0451408** | 35000 | 12.5 | 17.5 | 37000 | 9 | 22400 | 1 | HRCU-A-CB |  |  | 237 | 737 | Yes
5255659 | Discontinued | Systems | SXT+ R410A HP | KEEPRITE | CCH936GKA* |  | EHD4X48A** | *8MX*0701716** | 35000 | 12.7 | 17.2 | 36600 | 9 | 22000 | 1 | HRCU-A-CB |  |  | 241 | 737 | Yes
5255519 | Discontinued | Systems | SXT+ R410A HP | KEEPRITE | CCH936GKA* |  | EHD4X48A** | *8MX*0902116** | 35800 | 13 | 17.7 | 37000 | 9.5 | 22200 | 1 | HRCU-A-CB |  |  | 239 | 699 | Yes
5255520 | Discontinued | Systems | SXT+ R410A HP | KEEPRITE | CCH936GKA* |  | EHD4X48A** | *8MX*1102120** | 36000 | 13 | 17.7 | 37000 | 9.5 | 22200 | 1 | HRCU-A-CB |  |  | 241 | 699 | Yes
5255777 | Discontinued | Systems | SXT+ R410A HP | KEEPRITE | CCH936GKA* |  | EHD4X48A** | *9MV*0601714A** | 34600 | 12.5 | 17.2 | 36000 | 9.2 | 21600 | 1 | HRCU-A-CB |  |  | 238 | 721 | Yes
5255778 | Discontinued | Systems | SXT+ R410A HP | KEEPRITE | CCH936GKA* |  | EHD4X48A** | *9MV*0801716A** | 34800 | 13 | 17.5 | 36000 | 9.5 | 21600 | 1 | HRCU-A-CB |  |  | 235 | 699 | Yes
5255806 | Discontinued | Systems | SXT+ R410A HP | KEEPRITE | CCH936GKA* |  | EHD4X48A** | *9MV*0802120A** | 34800 | 13.5 | 18 | 36000 | 9 | 22800 | 1 | HRCU-A-CB |  |  | 229 | 737 | Yes
5255807 | Discontinued | Systems | SXT+ R410A HP | KEEPRITE | CCH936GKA* |  | EHD4X48A** | *9MV*1002120A** | 34800 | 13.5 | 17.7 | 35800 | 9 | 22800 | 1 | HRCU-A-CB |  |  | 233 | 737 | Yes
5255779 | Discontinued | Systems | SXT+ R410A HP | KEEPRITE | CCH936GKA* |  | EHD4X48A** | *9MV*1202422A** | 34800 | 13 | 18 | 35800 | 9.5 | 21200 | 1 | HRCU-A-CB |  |  | 229 | 699 | Yes
5255736 | Discontinued | Systems | SXT+ R410A HP | KEEPRITE | CCH936GKA* |  | EHD4X48A** | *9MX*0601714A** | 35000 | 12.7 | 17.5 | 36600 | 9 | 22000 | 1 | HRCU-A-CB |  |  | 237 | 737 | Yes
5255737 | Discontinued | Systems | SXT+ R410A HP | KEEPRITE | CCH936GKA* |  | EHD4X48A** | *9MX*0801716A** | 35000 | 12.7 | 17.2 | 36600 | 9 | 22000 | 1 | HRCU-A-CB |  |  | 241 | 737 | Yes
5428147 | Discontinued | Systems | SXT+ R410A HP | KEEPRITE | CCH936GKA* |  | EHD4X48A** | MV08**14C* | 35000 | 13 | 18 | 36000 | 9 | 21600 | 1 | HRCU-A-CB |  |  | 230 | 737 | Yes
5428148 | Discontinued | Systems | SXT+ R410A HP | KEEPRITE | CCH936GKA* |  | EHD4X48A** | MV12**17C* | 35400 | 13.2 | 18.2 | 36000 | 9 | 21800 | 1 | HRCU-A-CB |  |  | 230 | 737 | Yes
5428149 | Discontinued | Systems | SXT+ R410A HP | KEEPRITE | CCH936GKA* |  | EHD4X48A** | MV16**21C* | 35400 | 13.2 | 18.2 | 36000 | 9 | 21600 | 1 | HRCU-A-CB |  |  | 230 | 737 | Yes
5428150 | Discontinued | Systems | SXT+ R410A HP | KEEPRITE | CCH936GKA* |  | EHD4X48A** | MV20**24C* | 35200 | 13.2 | 18.2 | 36000 | 9 | 21600 | 1 | HRCU-A-CB |  |  | 229 | 737 | Yes
5428179 | Discontinued | Systems | SXT+ R410A HP | KEEPRITE | CCH936GKA* |  | EHD4X48A** | NOMV106D12* | 34800 | 12.7 | 17.2 | 36000 | 8.5 | 21600 | 1 | HRCU-A-CB |  |  | 240 | 781 | Yes
5428180 | Discontinued | Systems | SXT+ R410A HP | KEEPRITE | CCH936GKA* |  | EHD4X48A** | NOMV156E19* | 35000 | 13 | 17.2 | 36000 | 9 | 21600 | 1 | HRCU-A-CB |  |  | 241 | 737 | Yes
5690612 | Active | Systems | SXT+ R410A HP | KEEPRITE | CCH936GKA* |  | EHD4X48A** | OLV098A12* | 34800 | 12.5 | 17.2 | 36600 | 9 | 22000 | 1 | HRCU-A-CB |  |  | 240 | 737 | Yes
5255592 | Discontinued | Systems | SXT+ R410A HP | KEEPRITE | CCH936GKA* |  | EHD4X48A** | OLV154F20A | 36000 | 13 | 18 | 37000 | 9.5 | 22200 | 1 | HRCU-A-CB |  |  | 237 | 699 | Yes
5690606 | Active | Systems | SXT+ R410A HP | KEEPRITE | CCH936GKA* |  | EHD4X48A** | OMV098J12* | 35000 | 12.5 | 17.7 | 36600 | 9 | 22000 | 1 | HRCU-A-CB |  |  | 234 | 737 | Yes
5255590 | Discontinued | Systems | SXT+ R410A HP | KEEPRITE | CCH936GKA* |  | EHD4X48A** | OMV112K14A | 35600 | 12.5 | 17.5 | 37600 | 9.5 | 22600 | 1 | HRCU-A-CB |  |  | 241 | 798 | Yes
5255643 | Discontinued | Systems | SXT+ R410A HP | KEEPRITE | CCH936GKA* |  | EHD4X48A**+WALLCON | *8MV*0701412** | 35400 | 12.7 | 18 | 37000 | 9.5 | 22200 | 1 | HRCU-A-CB |  |  | 233 | 699 | Yes
5255644 | Discontinued | Systems | SXT+ R410A HP | KEEPRITE | CCH936GKA* |  | EHD4X48A**+WALLCON | *8MV*0901716** | 35600 | 13 | 18.2 | 36800 | 9.5 | 22000 | 1 | HRCU-A-CB |  |  | 232 | 699 | Yes
5255645 | Discontinued | Systems | SXT+ R410A HP | KEEPRITE | CCH936GKA* |  | EHD4X48A**+WALLCON | *8MV*1102120** | 35600 | 13.2 | 18.2 | 36600 | 9.5 | 22000 | 1 | HRCU-A-CB |  |  | 232 | 699 | Yes
5255646 | Discontinued | Systems | SXT+ R410A HP | KEEPRITE | CCH936GKA* |  | EHD4X48A**+WALLCON | *8MV*1352422** | 35800 | 13.2 | 18.5 | 36600 | 9.5 | 21800 | 1 | HRCU-A-CB |  |  | 229 | 699 | Yes
5255701 | Discontinued | Systems | SXT+ R410A HP | KEEPRITE | CCH936GKA* |  | EHD4X48A**+WALLCON | *9MA*0601714A** | 35200 | 12.5 | 17.2 | 37200 | 9 | 22800 | 1 | HRCU-A-CB |  |  | 242 | 737 | Yes
5255702 | Discontinued | Systems | SXT+ R410A HP | KEEPRITE | CCH936GKA* |  | EHD4X48A**+WALLCON | *9MA*0801714A** | 35400 | 12.5 | 17.5 | 37400 | 9.5 | 22600 | 1 | HRCU-A-CB |  |  | 240 | 699 | Yes
5255703 | Discontinued | Systems | SXT+ R410A HP | KEEPRITE | CCH936GKA* |  | EHD4X48A**+WALLCON | *9MA*1202422A** | 35600 | 13 | 18 | 37200 | 9.5 | 22400 | 1 | HRCU-A-CB |  |  | 234 | 699 | Yes
5255493 | Discontinued | Systems | SXT+ R410A HP | KEEPRITE | CCH936GKA* |  | EN(A,D)4X36*21** | *8MX*0902116** | 34400 | 12.5 | 17 | 36400 | 9 | 22000 | 1 | HRCU-A-CB |  |  | 240 | 737 | Yes
5255494 | Discontinued | Systems | SXT+ R410A HP | KEEPRITE | CCH936GKA* |  | EN(A,D)4X36*21** | *8MX*1102120** | 34400 | 12.5 | 17 | 36600 | 9.5 | 21800 | 1 | HRCU-A-CB |  |  | 240 | 699 | Yes
5255755 | Discontinued | Systems | SXT+ R410A HP | KEEPRITE | CCH936GKA* |  | EN(A,D)4X36*21** | *9MV*0801716A** | 33600 | 12.5 | 16.7 | 35400 | 9 | 21200 | 1 | HRCU-A-CB |  |  | 238 | 737 | Yes
5255790 | Discontinued | Systems | SXT+ R410A HP | KEEPRITE | CCH936GKA* |  | EN(A,D)4X36*21** | *9MV*0802120A** | 33600 | 13 | 17.2 | 35400 | 9 | 22400 | 1 | HRCU-A-CB |  |  | 231 | 737 | Yes
5255791 | Discontinued | Systems | SXT+ R410A HP | KEEPRITE | CCH936GKA* |  | EN(A,D)4X36*21** | *9MV*1002120A** | 33600 | 13 | 17 | 35200 | 9 | 22400 | 1 | HRCU-A-CB |  |  | 234 | 737 | Yes
5255719 | Discontinued | Systems | SXT+ R410A HP | KEEPRITE | CCH936GKA* |  | EN(A,D)4X36*21** | *9MX*0801716A** | 33800 | 12.5 | 16.5 | 36000 | 9 | 21600 | 1 | HRCU-A-CB |  |  | 243 | 737 | Yes
5428123 | Discontinued | Systems | SXT+ R410A HP | KEEPRITE | CCH936GKA* |  | EN(A,D)4X36*21** | MV12**17C* | 34000 | 12.7 | 17.5 | 36000 | 9 | 21400 | 1 | HRCU-A-CB |  |  | 230 | 737 | Yes
5428124 | Discontinued | Systems | SXT+ R410A HP | KEEPRITE | CCH936GKA* |  | EN(A,D)4X36*21** | MV16**21C* | 34000 | 12.7 | 17.7 | 35800 | 9 | 21400 | 1 | HRCU-A-CB |  |  | 227 | 737 | Yes
5428163 | Discontinued | Systems | SXT+ R410A HP | KEEPRITE | CCH936GKA* |  | EN(A,D)4X36*21** | NOMV156E19* | 33800 | 12.5 | 16.7 | 35800 | 8.5 | 21400 | 1 | HRCU-A-CB |  |  | 240 | 781 | Yes
5255613 | Discontinued | Systems | SXT+ R410A HP | KEEPRITE | CCH936GKA* |  | EN(A,D)4X36*21**+WALLCON | *8MV*0901716** | 34400 | 12.5 | 17.5 | 36000 | 9 | 21800 | 1 | HRCU-A-CB |  |  | 233 | 737 | Yes
5255614 | Discontinued | Systems | SXT+ R410A HP | KEEPRITE | CCH936GKA* |  | EN(A,D)4X36*21**+WALLCON | *8MV*1102120** | 34400 | 12.5 | 17.5 | 36000 | 9 | 21800 | 1 | HRCU-A-CB |  |  | 233 | 737 | Yes
5255864 | Discontinued | Systems | SXT+ R410A HP | KEEPRITE | CCH936GKA* |  | EN(A,D)4X36*21**+WALLCON | *9MA*0802120A** | 34200 | 12.5 | 17.2 | 36600 | 9 | 22200 | 1 | HRCU-A-CB |  |  | 235 | 737 | Yes
5255865 | Discontinued | Systems | SXT+ R410A HP | KEEPRITE | CCH936GKA* |  | EN(A,D)4X36*21**+WALLCON | *9MA*1002122A** | 34200 | 12.5 | 17.2 | 36600 | 9 | 22000 | 1 | HRCU-A-CB |  |  | 235 | 737 | Yes
5255500 | Discontinued | Systems | SXT+ R410A HP | KEEPRITE | CCH936GKA* |  | EN(A,D)4X48*24** | *8MX*0902116** | 35800 | 13 | 17.7 | 37000 | 9.5 | 22200 | 1 | HRCU-A-CB |  |  | 239 | 699 | Yes
5255501 | Discontinued | Systems | SXT+ R410A HP | KEEPRITE | CCH936GKA* |  | EN(A,D)4X48*24** | *8MX*1102120** | 35800 | 13 | 17.7 | 37000 | 9.5 | 22200 | 1 | HRCU-A-CB |  |  | 239 | 699 | Yes
5255796 | Discontinued | Systems | SXT+ R410A HP | KEEPRITE | CCH936GKA* |  | EN(A,D)4X48*24** | *9MV*0802120A** | 34800 | 13.5 | 18 | 36000 | 9.5 | 22800 | 1 | HRCU-A-CB |  |  | 229 | 699 | Yes
5255797 | Discontinued | Systems | SXT+ R410A HP | KEEPRITE | CCH936GKA* |  | EN(A,D)4X48*24** | *9MV*1002120A** | 34800 | 13.5 | 17.7 | 36000 | 9.5 | 22800 | 1 | HRCU-A-CB |  |  | 233 | 699 | Yes
5255762 | Discontinued | Systems | SXT+ R410A HP | KEEPRITE | CCH936GKA* |  | EN(A,D)4X48*24** | *9MV*1202422A** | 34800 | 13 | 17.7 | 35800 | 9.5 | 21200 | 1 | HRCU-A-CB |  |  | 233 | 699 | Yes
5428131 | Discontinued | Systems | SXT+ R410A HP | KEEPRITE | CCH936GKA* |  | EN(A,D)4X48*24** | MV16**21C* | 35200 | 13.2 | 18.2 | 36000 | 9 | 21600 | 1 | HRCU-A-CB |  |  | 229 | 737 | Yes
5428132 | Discontinued | Systems | SXT+ R410A HP | KEEPRITE | CCH936GKA* |  | EN(A,D)4X48*24** | MV20**24C* | 35000 | 13.2 | 18.2 | 36000 | 9 | 21400 | 1 | HRCU-A-CB |  |  | 228 | 737 | Yes
5428169 | Discontinued | Systems | SXT+ R410A HP | KEEPRITE | CCH936GKA* |  | EN(A,D)4X48*24** | NOMV156E19* | 34800 | 13 | 17.2 | 36000 | 9 | 21600 | 1 | HRCU-A-CB |  |  | 240 | 737 | Yes
5255562 | Discontinued | Systems | SXT+ R410A HP | KEEPRITE | CCH936GKA* |  | EN(A,D)4X48*24** | OLV112A16A | 35600 | 12.5 | 17.2 | 37600 | 9.5 | 22800 | 1 | HRCU-A-CB |  |  | 245 | 798 | Yes
5255621 | Discontinued | Systems | SXT+ R410A HP | KEEPRITE | CCH936GKA* |  | EN(A,D)4X48*24**+WALLCON | *8MV*1102120** | 35400 | 13.2 | 18.2 | 36600 | 9.5 | 21800 | 1 | HRCU-A-CB |  |  | 230 | 699 | Yes
5255622 | Discontinued | Systems | SXT+ R410A HP | KEEPRITE | CCH936GKA* |  | EN(A,D)4X48*24**+WALLCON | *8MV*1352422** | 35400 | 13.2 | 18.2 | 36400 | 9.5 | 21800 | 1 | HRCU-A-CB |  |  | 230 | 699 | Yes
5255685 | Discontinued | Systems | SXT+ R410A HP | KEEPRITE | CCH936GKA* |  | EN(A,D)4X48*24**+WALLCON | *9MA*1202422A** | 35400 | 13 | 18 | 37000 | 9.5 | 22200 | 1 | HRCU-A-CB |  |  | 233 | 699 | Yes
5255753 | Discontinued | Systems | SXT+ R410A HP | KEEPRITE | CCH936GKA* |  | EN(A,D,W)4X36*17** | *9MV*0801716A** | 33600 | 12.5 | 16.7 | 35400 | 9 | 21200 | 1 | HRCU-A-CB |  |  | 238 | 737 | Yes
5255717 | Discontinued | Systems | SXT+ R410A HP | KEEPRITE | CCH936GKA* |  | EN(A,D,W)4X36*17** | *9MX*0801716A** | 33600 | 12.5 | 16.5 | 36000 | 9 | 21600 | 1 | HRCU-A-CB |  |  | 241 | 737 | Yes
5428121 | Discontinued | Systems | SXT+ R410A HP | KEEPRITE | CCH936GKA* |  | EN(A,D,W)4X36*17** | MV08**14C* | 33800 | 12.5 | 17.2 | 35800 | 9 | 21400 | 1 | HRCU-A-CB |  |  | 233 | 737 | Yes
5428122 | Discontinued | Systems | SXT+ R410A HP | KEEPRITE | CCH936GKA* |  | EN(A,D,W)4X36*17** | MV12**17C* | 34000 | 12.7 | 17.5 | 36000 | 9 | 21600 | 1 | HRCU-A-CB |  |  | 230 | 737 | Yes
5255612 | Discontinued | Systems | SXT+ R410A HP | KEEPRITE | CCH936GKA* |  | EN(A,D,W)4X36*17**+WALLCON | *8MV*0901716** | 34200 | 12.5 | 17.5 | 36000 | 9 | 21800 | 1 | HRCU-A-CB |  |  | 231 | 737 | Yes
5255653 | Discontinued | Systems | SXT+ R410A HP | KEEPRITE | CCH936GKA* |  | EN(A,D,W)4X42*21** | *8MX*0701716** | 34200 | 12.5 | 16.7 | 36000 | 9 | 21800 | 1 | HRCU-A-CB |  |  | 242 | 737 | Yes
5255496 | Discontinued | Systems | SXT+ R410A HP | KEEPRITE | CCH936GKA* |  | EN(A,D,W)4X42*21** | *8MX*0902116** | 35000 | 12.7 | 17.2 | 36600 | 9 | 22000 | 1 | HRCU-A-CB |  |  | 241 | 737 | Yes
5255497 | Discontinued | Systems | SXT+ R410A HP | KEEPRITE | CCH936GKA* |  | EN(A,D,W)4X42*21** | *8MX*1102120** | 35000 | 12.7 | 17.2 | 36600 | 9.5 | 22000 | 1 | HRCU-A-CB |  |  | 241 | 699 | Yes
5255758 | Discontinued | Systems | SXT+ R410A HP | KEEPRITE | CCH936GKA* |  | EN(A,D,W)4X42*21** | *9MV*0601714A** | 33800 | 12.5 | 16.7 | 35800 | 9 | 21400 | 1 | HRCU-A-CB |  |  | 240 | 737 | Yes
5255759 | Discontinued | Systems | SXT+ R410A HP | KEEPRITE | CCH936GKA* |  | EN(A,D,W)4X42*21** | *9MV*0801716A** | 34000 | 12.5 | 17 | 35600 | 9.2 | 21400 | 1 | HRCU-A-CB |  |  | 237 | 721 | Yes
5255792 | Discontinued | Systems | SXT+ R410A HP | KEEPRITE | CCH936GKA* |  | EN(A,D,W)4X42*21** | *9MV*0802120A** | 34000 | 13.2 | 17.5 | 35600 | 9 | 22600 | 1 | HRCU-A-CB |  |  | 230 | 737 | Yes
5255793 | Discontinued | Systems | SXT+ R410A HP | KEEPRITE | CCH936GKA* |  | EN(A,D,W)4X42*21** | *9MV*1002120A** | 34000 | 13.2 | 17.2 | 35400 | 9 | 22600 | 1 | HRCU-A-CB |  |  | 234 | 737 | Yes
5255722 | Discontinued | Systems | SXT+ R410A HP | KEEPRITE | CCH936GKA* |  | EN(A,D,W)4X42*21** | *9MX*0601714A** | 34200 | 12.5 | 17.2 | 36000 | 9 | 21800 | 1 | HRCU-A-CB |  |  | 235 | 737 | Yes
5255723 | Discontinued | Systems | SXT+ R410A HP | KEEPRITE | CCH936GKA* |  | EN(A,D,W)4X42*21** | *9MX*0801716A** | 34200 | 12.5 | 16.7 | 36000 | 9 | 21600 | 1 | HRCU-A-CB |  |  | 242 | 737 | Yes
5428127 | Discontinued | Systems | SXT+ R410A HP | KEEPRITE | CCH936GKA* |  | EN(A,D,W)4X42*21** | MV12**17C* | 34600 | 12.7 | 17.7 | 36000 | 9 | 21600 | 1 | HRCU-A-CB |  |  | 231 | 737 | Yes
5428128 | Discontinued | Systems | SXT+ R410A HP | KEEPRITE | CCH936GKA* |  | EN(A,D,W)4X42*21** | MV16**21C* | 34600 | 13 | 17.7 | 36000 | 9 | 21400 | 1 | HRCU-A-CB |  |  | 231 | 737 | Yes
5428165 | Discontinued | Systems | SXT+ R410A HP | KEEPRITE | CCH936GKA* |  | EN(A,D,W)4X42*21** | NOMV106D12* | 34000 | 12.5 | 17 | 36000 | 8.5 | 21400 | 1 | HRCU-A-CB |  |  | 237 | 781 | Yes
5428166 | Discontinued | Systems | SXT+ R410A HP | KEEPRITE | CCH936GKA* |  | EN(A,D,W)4X42*21** | NOMV156E19* | 34200 | 12.7 | 17 | 36000 | 8.5 | 21400 | 1 | HRCU-A-CB |  |  | 238 | 781 | Yes
5255617 | Discontinued | Systems | SXT+ R410A HP | KEEPRITE | CCH936GKA* |  | EN(A,D,W)4X42*21**+WALLCON | *8MV*0901716** | 34800 | 13 | 17.7 | 36400 | 9.5 | 21800 | 1 | HRCU-A-CB |  |  | 233 | 699 | Yes
5255618 | Discontinued | Systems | SXT+ R410A HP | KEEPRITE | CCH936GKA* |  | EN(A,D,W)4X42*21**+WALLCON | *8MV*1102120** | 34800 | 13 | 17.7 | 36400 | 9.5 | 21800 | 1 | HRCU-A-CB |  |  | 233 | 699 | Yes
5255654 | Discontinued | Systems | SXT+ R410A HP | KEEPRITE | CCH936GKA* |  | EN(A,D,W)4X48*21** | *8MX*0701716** | 35000 | 12.7 | 17.2 | 36600 | 9 | 22000 | 1 | HRCU-A-CB |  |  | 241 | 737 | Yes
5255498 | Discontinued | Systems | SXT+ R410A HP | KEEPRITE | CCH936GKA* |  | EN(A,D,W)4X48*21** | *8MX*0902116** | 35800 | 13 | 17.7 | 37000 | 9.5 | 22200 | 1 | HRCU-A-CB |  |  | 239 | 699 | Yes
5255499 | Discontinued | Systems | SXT+ R410A HP | KEEPRITE | CCH936GKA* |  | EN(A,D,W)4X48*21** | *8MX*1102120** | 35800 | 13 | 17.7 | 37000 | 9.5 | 22200 | 1 | HRCU-A-CB |  |  | 239 | 699 | Yes
5255760 | Discontinued | Systems | SXT+ R410A HP | KEEPRITE | CCH936GKA* |  | EN(A,D,W)4X48*21** | *9MV*0601714A** | 34600 | 12.5 | 17 | 36000 | 9.5 | 21600 | 1 | HRCU-A-CB |  |  | 241 | 699 | Yes
5255761 | Discontinued | Systems | SXT+ R410A HP | KEEPRITE | CCH936GKA* |  | EN(A,D,W)4X48*21** | *9MV*0801716A** | 34600 | 12.7 | 17.2 | 36000 | 9.5 | 21400 | 1 | HRCU-A-CB |  |  | 238 | 699 | Yes
5255794 | Discontinued | Systems | SXT+ R410A HP | KEEPRITE | CCH936GKA* |  | EN(A,D,W)4X48*21** | *9MV*0802120A** | 34800 | 13.5 | 18 | 36000 | 9.5 | 22800 | 1 | HRCU-A-CB |  |  | 229 | 699 | Yes
5255795 | Discontinued | Systems | SXT+ R410A HP | KEEPRITE | CCH936GKA* |  | EN(A,D,W)4X48*21** | *9MV*1002120A** | 34800 | 13.5 | 17.7 | 36000 | 9.5 | 22800 | 1 | HRCU-A-CB |  |  | 233 | 699 | Yes
5255724 | Discontinued | Systems | SXT+ R410A HP | KEEPRITE | CCH936GKA* |  | EN(A,D,W)4X48*21** | *9MX*0601714A** | 34800 | 12.5 | 17.5 | 36600 | 9 | 22000 | 1 | HRCU-A-CB |  |  | 235 | 737 | Yes
5255725 | Discontinued | Systems | SXT+ R410A HP | KEEPRITE | CCH936GKA* |  | EN(A,D,W)4X48*21** | *9MX*0801716A** | 34800 | 12.7 | 17.2 | 36600 | 9 | 21800 | 1 | HRCU-A-CB |  |  | 240 | 737 | Yes
5428129 | Discontinued | Systems | SXT+ R410A HP | KEEPRITE | CCH936GKA* |  | EN(A,D,W)4X48*21** | MV12**17C* | 35200 | 13.2 | 18.2 | 36000 | 9 | 21600 | 1 | HRCU-A-CB |  |  | 229 | 737 | Yes
5428130 | Discontinued | Systems | SXT+ R410A HP | KEEPRITE | CCH936GKA* |  | EN(A,D,W)4X48*21** | MV16**21C* | 35200 | 13.2 | 18.2 | 36000 | 9 | 21600 | 1 | HRCU-A-CB |  |  | 229 | 737 | Yes
5428167 | Discontinued | Systems | SXT+ R410A HP | KEEPRITE | CCH936GKA* |  | EN(A,D,W)4X48*21** | NOMV106D12* | 34600 | 12.7 | 17.2 | 36000 | 8.5 | 21600 | 1 | HRCU-A-CB |  |  | 238 | 781 | Yes
5428168 | Discontinued | Systems | SXT+ R410A HP | KEEPRITE | CCH936GKA* |  | EN(A,D,W)4X48*21** | NOMV156E19* | 34800 | 13 | 17.2 | 36000 | 9 | 21600 | 1 | HRCU-A-CB |  |  | 240 | 737 | Yes
5690533 | Active | Systems | SXT+ R410A HP | KEEPRITE | CCH936GKA* |  | EN(A,D,W)4X48*21** | OLV098A12* | 34600 | 12.5 | 17.2 | 36400 | 9 | 21800 | 1 | HRCU-A-CB |  |  | 238 | 737 | Yes
5255561 | Discontinued | Systems | SXT+ R410A HP | KEEPRITE | CCH936GKA* |  | EN(A,D,W)4X48*21** | OLV112A16A | 35600 | 12.5 | 17.2 | 37600 | 9.5 | 22800 | 1 | HRCU-A-CB |  |  | 245 | 798 | Yes
5690526 | Active | Systems | SXT+ R410A HP | KEEPRITE | CCH936GKA* |  | EN(A,D,W)4X48*21** | OMV098J12* | 34600 | 12.5 | 17.5 | 36600 | 9 | 22000 | 1 | HRCU-A-CB |  |  | 234 | 737 | Yes
5255560 | Discontinued | Systems | SXT+ R410A HP | KEEPRITE | CCH936GKA* |  | EN(A,D,W)4X48*21** | OMV112K14A | 35400 | 12.5 | 17.5 | 37000 | 9.5 | 22400 | 1 | HRCU-A-CB |  |  | 240 | 699 | Yes
5255619 | Discontinued | Systems | SXT+ R410A HP | KEEPRITE | CCH936GKA* |  | EN(A,D,W)4X48*21**+WALLCON | *8MV*0901716** | 35400 | 13 | 18.2 | 36600 | 9.5 | 21800 | 1 | HRCU-A-CB |  |  | 230 | 699 | Yes
5255620 | Discontinued | Systems | SXT+ R410A HP | KEEPRITE | CCH936GKA* |  | EN(A,D,W)4X48*21**+WALLCON | *8MV*1102120** | 35400 | 13.2 | 18.2 | 36600 | 9.5 | 21800 | 1 | HRCU-A-CB |  |  | 230 | 699 | Yes
5255683 | Discontinued | Systems | SXT+ R410A HP | KEEPRITE | CCH936GKA* |  | EN(A,D,W)4X48*21**+WALLCON | *9MA*0601714A** | 35000 | 12.5 | 17.2 | 37200 | 9 | 22800 | 1 | HRCU-A-CB |  |  | 241 | 737 | Yes
5255684 | Discontinued | Systems | SXT+ R410A HP | KEEPRITE | CCH936GKA* |  | EN(A,D,W)4X48*21**+WALLCON | *9MA*0801714A** | 34800 | 12.5 | 17.5 | 37200 | 9.5 | 22600 | 1 | HRCU-A-CB |  |  | 235 | 699 | Yes
5255652 | Discontinued | Systems | SXT+ R410A HP | KEEPRITE | CCH936GKA* |  | END4X42*17** | *8MX*0701716** | 34400 | 12.5 | 17 | 36400 | 9 | 21800 | 1 | HRCU-A-CB |  |  | 240 | 737 | Yes
5255756 | Discontinued | Systems | SXT+ R410A HP | KEEPRITE | CCH936GKA* |  | END4X42*17** | *9MV*0601714A** | 34000 | 12.5 | 17 | 35800 | 9.2 | 21400 | 1 | HRCU-A-CB |  |  | 237 | 721 | Yes
5255757 | Discontinued | Systems | SXT+ R410A HP | KEEPRITE | CCH936GKA* |  | END4X42*17** | *9MV*0801716A** | 34200 | 12.5 | 17 | 35800 | 9.2 | 21400 | 1 | HRCU-A-CB |  |  | 238 | 721 | Yes
5255720 | Discontinued | Systems | SXT+ R410A HP | KEEPRITE | CCH936GKA* |  | END4X42*17** | *9MX*0601714A** | 34400 | 12.5 | 17.2 | 36400 | 9 | 21800 | 1 | HRCU-A-CB |  |  | 237 | 737 | Yes
5255721 | Discontinued | Systems | SXT+ R410A HP | KEEPRITE | CCH936GKA* |  | END4X42*17** | *9MX*0801716A** | 34400 | 12.5 | 17 | 36400 | 9 | 21800 | 1 | HRCU-A-CB |  |  | 240 | 737 | Yes
5428125 | Discontinued | Systems | SXT+ R410A HP | KEEPRITE | CCH936GKA* |  | END4X42*17** | MV08**14C* | 34600 | 12.7 | 17.7 | 36000 | 9 | 21600 | 1 | HRCU-A-CB |  |  | 231 | 737 | Yes
5428126 | Discontinued | Systems | SXT+ R410A HP | KEEPRITE | CCH936GKA* |  | END4X42*17** | MV12**17C* | 34800 | 13 | 18 | 36000 | 9 | 21600 | 1 | HRCU-A-CB |  |  | 229 | 737 | Yes
5428164 | Discontinued | Systems | SXT+ R410A HP | KEEPRITE | CCH936GKA* |  | END4X42*17** | NOMV106D12* | 34200 | 12.7 | 17 | 36000 | 8.5 | 21600 | 1 | HRCU-A-CB |  |  | 238 | 781 | Yes
5690502 | Active | Systems | SXT+ R410A HP | KEEPRITE | CCH936GKA* |  | END4X42*17** | OLV098A12* | 34200 | 12.5 | 17 | 36400 | 9 | 21800 | 1 | HRCU-A-CB |  |  | 238 | 737 | Yes
5690496 | Active | Systems | SXT+ R410A HP | KEEPRITE | CCH936GKA* |  | END4X42*17** | OMV098J12* | 34400 | 12.5 | 17.2 | 36600 | 9 | 22000 | 1 | HRCU-A-CB |  |  | 237 | 737 | Yes
5255615 | Discontinued | Systems | SXT+ R410A HP | KEEPRITE | CCH936GKA* |  | END4X42*17**+WALLCON | *8MV*0701412** | 34800 | 12.5 | 17.5 | 36800 | 9 | 22000 | 1 | HRCU-A-CB |  |  | 235 | 737 | Yes
5255616 | Discontinued | Systems | SXT+ R410A HP | KEEPRITE | CCH936GKA* |  | END4X42*17**+WALLCON | *8MV*0901716** | 35000 | 13 | 18 | 36600 | 9.5 | 21800 | 1 | HRCU-A-CB |  |  | 230 | 699 | Yes
5255680 | Discontinued | Systems | SXT+ R410A HP | KEEPRITE | CCH936GKA* |  | END4X42*17**+WALLCON | *9MA*0801714A** | 34800 | 12.5 | 17.2 | 37000 | 9 | 22600 | 1 | HRCU-A-CB |  |  | 240 | 737 | Yes
5255503 | Discontinued | Systems | SXT+ R410A HP | KEEPRITE | CCH936GKA* |  | ENH4X36*17** | *8MX*0902116** | 34400 | 12.5 | 17 | 36000 | 9.5 | 22000 | 1 | HRCU-A-CB |  |  | 240 | 699 | Yes
5255504 | Discontinued | Systems | SXT+ R410A HP | KEEPRITE | CCH936GKA* |  | ENH4X36*17** | *8MX*1102120** | 34400 | 12.5 | 17 | 36000 | 9.5 | 21800 | 1 | HRCU-A-CB |  |  | 240 | 699 | Yes
5255764 | Discontinued | Systems | SXT+ R410A HP | KEEPRITE | CCH936GKA* |  | ENH4X36*17** | *9MV*0801716A** | 33600 | 12.5 | 16.7 | 35400 | 9 | 21200 | 1 | HRCU-A-CB |  |  | 238 | 737 | Yes
5255727 | Discontinued | Systems | SXT+ R410A HP | KEEPRITE | CCH936GKA* |  | ENH4X36*17** | *9MX*0801716A** | 33600 | 12.5 | 16.5 | 36000 | 9 | 21600 | 1 | HRCU-A-CB |  |  | 241 | 737 | Yes
5428133 | Discontinued | Systems | SXT+ R410A HP | KEEPRITE | CCH936GKA* |  | ENH4X36*17** | MV08**14C* | 33800 | 12.5 | 17.2 | 35800 | 9 | 21400 | 1 | HRCU-A-CB |  |  | 233 | 737 | Yes
5428134 | Discontinued | Systems | SXT+ R410A HP | KEEPRITE | CCH936GKA* |  | ENH4X36*17** | MV12**17C* | 34000 | 12.7 | 17.5 | 36000 | 9 | 21600 | 1 | HRCU-A-CB |  |  | 230 | 737 | Yes
5255567 | Discontinued | Systems | SXT+ R410A HP | KEEPRITE | CCH936GKA* |  | ENH4X36*17** | OLV154F20A | 34600 | 12.5 | 17.2 | 36600 | 9.5 | 22200 | 1 | HRCU-A-CB |  |  | 238 | 699 | Yes
5255624 | Discontinued | Systems | SXT+ R410A HP | KEEPRITE | CCH936GKA* |  | ENH4X36*17**+WALLCON | *8MV*0901716** | 34200 | 12.5 | 17.5 | 36000 | 9 | 21800 | 1 | HRCU-A-CB |  |  | 231 | 737 | Yes
5255625 | Discontinued | Systems | SXT+ R410A HP | KEEPRITE | CCH936GKA* |  | ENH4X36*17**+WALLCON | *8MV*1102120** | 34200 | 12.5 | 17.5 | 36000 | 9.5 | 21800 | 1 | HRCU-A-CB |  |  | 231 | 699 | Yes
5255626 | Discontinued | Systems | SXT+ R410A HP | KEEPRITE | CCH936GKA* |  | ENH4X36*17**+WALLCON | *8MV*1352422** | 34400 | 12.7 | 17.5 | 36000 | 9.5 | 21600 | 1 | HRCU-A-CB |  |  | 233 | 699 | Yes
5255688 | Discontinued | Systems | SXT+ R410A HP | KEEPRITE | CCH936GKA* |  | ENH4X36*17**+WALLCON | *9MA*1202422A** | 34200 | 12.5 | 17.2 | 36600 | 9.2 | 22200 | 1 | HRCU-A-CB |  |  | 235 | 721 | Yes
5255507 | Discontinued | Systems | SXT+ R410A HP | KEEPRITE | CCH936GKA* |  | ENH4X42*21** | *8MX*0902116** | 35000 | 12.7 | 17.2 | 36600 | 9 | 22000 | 1 | HRCU-A-CB |  |  | 241 | 737 | Yes
5255508 | Discontinued | Systems | SXT+ R410A HP | KEEPRITE | CCH936GKA* |  | ENH4X42*21** | *8MX*1102120** | 35000 | 12.7 | 17.2 | 36600 | 9.5 | 22000 | 1 | HRCU-A-CB |  |  | 241 | 699 | Yes
5255765 | Discontinued | Systems | SXT+ R410A HP | KEEPRITE | CCH936GKA* |  | ENH4X42*21** | *9MV*0601714A** | 33800 | 12.5 | 16.7 | 35800 | 9 | 21400 | 1 | HRCU-A-CB |  |  | 240 | 737 | Yes
5255766 | Discontinued | Systems | SXT+ R410A HP | KEEPRITE | CCH936GKA* |  | ENH4X42*21** | *9MV*0801716A** | 34000 | 12.5 | 17 | 35600 | 9.2 | 21400 | 1 | HRCU-A-CB |  |  | 237 | 721 | Yes
5255798 | Discontinued | Systems | SXT+ R410A HP | KEEPRITE | CCH936GKA* |  | ENH4X42*21** | *9MV*0802120A** | 34000 | 13.2 | 17.5 | 35600 | 9 | 22600 | 1 | HRCU-A-CB |  |  | 230 | 737 | Yes
5255799 | Discontinued | Systems | SXT+ R410A HP | KEEPRITE | CCH936GKA* |  | ENH4X42*21** | *9MV*1002120A** | 34000 | 13.2 | 17.2 | 35400 | 9 | 22600 | 1 | HRCU-A-CB |  |  | 234 | 737 | Yes
5255767 | Discontinued | Systems | SXT+ R410A HP | KEEPRITE | CCH936GKA* |  | ENH4X42*21** | *9MV*1202422A** | 34000 | 12.7 | 17.2 | 35400 | 9.2 | 21000 | 1 | HRCU-A-CB |  |  | 234 | 721 | Yes
5255728 | Discontinued | Systems | SXT+ R410A HP | KEEPRITE | CCH936GKA* |  | ENH4X42*21** | *9MX*0601714A** | 34200 | 12.5 | 17.2 | 36000 | 9 | 21800 | 1 | HRCU-A-CB |  |  | 235 | 737 | Yes
5255729 | Discontinued | Systems | SXT+ R410A HP | KEEPRITE | CCH936GKA* |  | ENH4X42*21** | *9MX*0801716A** | 34200 | 12.5 | 16.7 | 36000 | 9 | 21600 | 1 | HRCU-A-CB |  |  | 242 | 737 | Yes
5428135 | Discontinued | Systems | SXT+ R410A HP | KEEPRITE | CCH936GKA* |  | ENH4X42*21** | MV12**17C* | 34600 | 12.7 | 17.7 | 36000 | 9 | 21600 | 1 | HRCU-A-CB |  |  | 231 | 737 | Yes
5428136 | Discontinued | Systems | SXT+ R410A HP | KEEPRITE | CCH936GKA* |  | ENH4X42*21** | MV16**21C* | 34600 | 13 | 17.7 | 36000 | 9 | 21400 | 1 | HRCU-A-CB |  |  | 231 | 737 | Yes
5428171 | Discontinued | Systems | SXT+ R410A HP | KEEPRITE | CCH936GKA* |  | ENH4X42*21** | NOMV106D12* | 34000 | 12.5 | 17 | 36000 | 8.5 | 21400 | 1 | HRCU-A-CB |  |  | 237 | 781 | Yes
5428172 | Discontinued | Systems | SXT+ R410A HP | KEEPRITE | CCH936GKA* |  | ENH4X42*21** | NOMV156E19* | 34200 | 12.7 | 17 | 36000 | 8.5 | 21400 | 1 | HRCU-A-CB |  |  | 238 | 781 | Yes
5255572 | Discontinued | Systems | SXT+ R410A HP | KEEPRITE | CCH936GKA* |  | ENH4X42*21** | OLV154F20A | 35200 | 12.7 | 17.5 | 36600 | 9.5 | 22200 | 1 | HRCU-A-CB |  |  | 238 | 699 | Yes
5255627 | Discontinued | Systems | SXT+ R410A HP | KEEPRITE | CCH936GKA* |  | ENH4X42*21**+WALLCON | *8MV*0701412** | 34600 | 12.5 | 17.5 | 36600 | 9 | 22000 | 1 | HRCU-A-CB |  |  | 234 | 737 | Yes
5255628 | Discontinued | Systems | SXT+ R410A HP | KEEPRITE | CCH936GKA* |  | ENH4X42*21**+WALLCON | *8MV*0901716** | 34800 | 13 | 17.7 | 36400 | 9.5 | 21800 | 1 | HRCU-A-CB |  |  | 233 | 699 | Yes
5255629 | Discontinued | Systems | SXT+ R410A HP | KEEPRITE | CCH936GKA* |  | ENH4X42*21**+WALLCON | *8MV*1102120** | 34800 | 13 | 17.7 | 36400 | 9.5 | 21800 | 1 | HRCU-A-CB |  |  | 233 | 699 | Yes
5255630 | Discontinued | Systems | SXT+ R410A HP | KEEPRITE | CCH936GKA* |  | ENH4X42*21**+WALLCON | *8MV*1352422** | 34800 | 13 | 18 | 36000 | 9.5 | 21600 | 1 | HRCU-A-CB |  |  | 229 | 699 | Yes
5255691 | Discontinued | Systems | SXT+ R410A HP | KEEPRITE | CCH936GKA* |  | ENH4X42*21**+WALLCON | *9MA*1202422A** | 34400 | 12.7 | 17.5 | 36800 | 9.5 | 22200 | 1 | HRCU-A-CB |  |  | 233 | 699 | Yes
5255656 | Discontinued | Systems | SXT+ R410A HP | KEEPRITE | CCH936GKA* |  | ENH4X48*21** | *8MX*0701716** | 35000 | 12.7 | 17.2 | 36600 | 9 | 22000 | 1 | HRCU-A-CB |  |  | 241 | 737 | Yes
5255510 | Discontinued | Systems | SXT+ R410A HP | KEEPRITE | CCH936GKA* |  | ENH4X48*21** | *8MX*0902116** | 35800 | 13 | 17.7 | 37000 | 9.5 | 22200 | 1 | HRCU-A-CB |  |  | 239 | 699 | Yes
5255511 | Discontinued | Systems | SXT+ R410A HP | KEEPRITE | CCH936GKA* |  | ENH4X48*21** | *8MX*1102120** | 35800 | 13 | 17.7 | 37000 | 9.5 | 22200 | 1 | HRCU-A-CB |  |  | 239 | 699 | Yes
5255768 | Discontinued | Systems | SXT+ R410A HP | KEEPRITE | CCH936GKA* |  | ENH4X48*21** | *9MV*0601714A** | 34600 | 12.5 | 17 | 36000 | 9.5 | 21600 | 1 | HRCU-A-CB |  |  | 241 | 699 | Yes
5255769 | Discontinued | Systems | SXT+ R410A HP | KEEPRITE | CCH936GKA* |  | ENH4X48*21** | *9MV*0801716A** | 34600 | 12.7 | 17.2 | 36000 | 9.5 | 21400 | 1 | HRCU-A-CB |  |  | 238 | 699 | Yes
5255800 | Discontinued | Systems | SXT+ R410A HP | KEEPRITE | CCH936GKA* |  | ENH4X48*21** | *9MV*0802120A** | 34800 | 13.5 | 18 | 36000 | 9.5 | 22800 | 1 | HRCU-A-CB |  |  | 229 | 699 | Yes
5255801 | Discontinued | Systems | SXT+ R410A HP | KEEPRITE | CCH936GKA* |  | ENH4X48*21** | *9MV*1002120A** | 34800 | 13.5 | 17.7 | 36000 | 9.5 | 22800 | 1 | HRCU-A-CB |  |  | 233 | 699 | Yes
5255770 | Discontinued | Systems | SXT+ R410A HP | KEEPRITE | CCH936GKA* |  | ENH4X48*21** | *9MV*1202422A** | 34800 | 13 | 17.7 | 35800 | 9.5 | 21200 | 1 | HRCU-A-CB |  |  | 233 | 699 | Yes
5255730 | Discontinued | Systems | SXT+ R410A HP | KEEPRITE | CCH936GKA* |  | ENH4X48*21** | *9MX*0601714A** | 34800 | 12.5 | 17.5 | 36600 | 9 | 22000 | 1 | HRCU-A-CB |  |  | 235 | 737 | Yes
5255731 | Discontinued | Systems | SXT+ R410A HP | KEEPRITE | CCH936GKA* |  | ENH4X48*21** | *9MX*0801716A** | 34800 | 12.7 | 17.2 | 36600 | 9 | 21800 | 1 | HRCU-A-CB |  |  | 240 | 737 | Yes
5428137 | Discontinued | Systems | SXT+ R410A HP | KEEPRITE | CCH936GKA* |  | ENH4X48*21** | MV12**17C* | 35200 | 13.2 | 18.2 | 36000 | 9 | 21600 | 1 | HRCU-A-CB |  |  | 229 | 737 | Yes
5428138 | Discontinued | Systems | SXT+ R410A HP | KEEPRITE | CCH936GKA* |  | ENH4X48*21** | MV16**21C* | 35200 | 13.2 | 18.2 | 36000 | 9 | 21600 | 1 | HRCU-A-CB |  |  | 229 | 737 | Yes
5428173 | Discontinued | Systems | SXT+ R410A HP | KEEPRITE | CCH936GKA* |  | ENH4X48*21** | NOMV106D12* | 34600 | 12.7 | 17.2 | 36000 | 8.5 | 21600 | 1 | HRCU-A-CB |  |  | 238 | 781 | Yes
5428174 | Discontinued | Systems | SXT+ R410A HP | KEEPRITE | CCH936GKA* |  | ENH4X48*21** | NOMV156E19* | 34800 | 13 | 17.2 | 36000 | 9 | 21600 | 1 | HRCU-A-CB |  |  | 240 | 737 | Yes
5690574 | Active | Systems | SXT+ R410A HP | KEEPRITE | CCH936GKA* |  | ENH4X48*21** | OLV098A12* | 34600 | 12.5 | 17.2 | 36400 | 9 | 21800 | 1 | HRCU-A-CB |  |  | 238 | 737 | Yes
5255576 | Discontinued | Systems | SXT+ R410A HP | KEEPRITE | CCH936GKA* |  | ENH4X48*21** | OLV112A16A | 35600 | 12.5 | 17.2 | 37600 | 9.5 | 22800 | 1 | HRCU-A-CB |  |  | 245 | 798 | Yes
5255577 | Discontinued | Systems | SXT+ R410A HP | KEEPRITE | CCH936GKA* |  | ENH4X48*21** | OLV154F20A | 35800 | 13 | 18 | 37000 | 9.7 | 22200 | 1 | HRCU-A-CB |  |  | 235 | 684 | Yes
5690567 | Active | Systems | SXT+ R410A HP | KEEPRITE | CCH936GKA* |  | ENH4X48*21** | OMV098J12* | 34600 | 12.5 | 17.5 | 36600 | 9 | 22000 | 1 | HRCU-A-CB |  |  | 234 | 737 | Yes
5255575 | Discontinued | Systems | SXT+ R410A HP | KEEPRITE | CCH936GKA* |  | ENH4X48*21** | OMV112K14A | 35400 | 12.5 | 17.5 | 37000 | 9.5 | 22400 | 1 | HRCU-A-CB |  |  | 240 | 699 | Yes
5255631 | Discontinued | Systems | SXT+ R410A HP | KEEPRITE | CCH936GKA* |  | ENH4X48*21**+WALLCON | *8MV*0701412** | 35200 | 12.7 | 17.7 | 36800 | 9.5 | 22000 | 1 | HRCU-A-CB |  |  | 235 | 699 | Yes
5255632 | Discontinued | Systems | SXT+ R410A HP | KEEPRITE | CCH936GKA* |  | ENH4X48*21**+WALLCON | *8MV*0901716** | 35400 | 13 | 18.2 | 36600 | 9.5 | 21800 | 1 | HRCU-A-CB |  |  | 230 | 699 | Yes
5255633 | Discontinued | Systems | SXT+ R410A HP | KEEPRITE | CCH936GKA* |  | ENH4X48*21**+WALLCON | *8MV*1102120** | 35400 | 13.2 | 18.2 | 36600 | 9.5 | 21800 | 1 | HRCU-A-CB |  |  | 230 | 699 | Yes
5255634 | Discontinued | Systems | SXT+ R410A HP | KEEPRITE | CCH936GKA* |  | ENH4X48*21**+WALLCON | *8MV*1352422** | 35400 | 13.2 | 18.2 | 36400 | 9.7 | 21800 | 1 | HRCU-A-CB |  |  | 230 | 684 | Yes
5255692 | Discontinued | Systems | SXT+ R410A HP | KEEPRITE | CCH936GKA* |  | ENH4X48*21**+WALLCON | *9MA*0601714A** | 35000 | 12.5 | 17.2 | 37200 | 9 | 22800 | 1 | HRCU-A-CB |  |  | 241 | 737 | Yes
5255693 | Discontinued | Systems | SXT+ R410A HP | KEEPRITE | CCH936GKA* |  | ENH4X48*21**+WALLCON | *9MA*0801714A** | 34800 | 12.5 | 17.5 | 37200 | 9.5 | 22600 | 1 | HRCU-A-CB |  |  | 235 | 699 | Yes
5255694 | Discontinued | Systems | SXT+ R410A HP | KEEPRITE | CCH936GKA* |  | ENH4X48*21**+WALLCON | *9MA*1202422A** | 35400 | 13 | 18 | 37000 | 9.5 | 22200 | 1 | HRCU-A-CB |  |  | 233 | 699 | Yes
5255647 | Discontinued | Systems | SXT+ R410A HP | KEEPRITE | CCH936GKA* |  | FCM4X24****+WALLCON |  | 34200 | 12.5 | 17.5 | 36400 | 9 | 21800 | 1 | HRCU-A-CB |  |  | 231 | 737 | Yes
5255648 | Discontinued | Systems | SXT+ R410A HP | KEEPRITE | CCH936GKA* |  | FCM4X36****+WALLCON |  | 34600 | 13 | 18 | 36000 | 9 | 21600 | 1 | HRCU-A-CB |  |  | 228 | 737 | Yes
5255649 | Discontinued | Systems | SXT+ R410A HP | KEEPRITE | CCH936GKA* |  | FCM4X48****+WALLCON |  | 35800 | 13.5 | 18.5 | 36400 | 9.5 | 21800 | 1 | HRCU-A-CB |  |  | 229 | 699 | Yes
5255448 | Discontinued | Systems | SXT+ R410A HP | KEEPRITE | CCH936GKA* |  | FCM4X60****+WALLCON |  | 36600 | 13.7 | 19 | 37000 | 10 | 22000 | 1 | HRCU-A-CB | Yes |  | 228 | 664 | Yes
5255856 | Discontinued | Systems | SXT+ R410A HP | KEEPRITE | CCH936GKA* |  | FVM4X24**** |  | 34000 | 12.5 | 17.2 | 36000 | 9 | 21600 | 1 | HRCU-A-CB |  |  | 234 | 737 | Yes
5255857 | Discontinued | Systems | SXT+ R410A HP | KEEPRITE | CCH936GKA* |  | FVM4X36**** |  | 34200 | 13 | 18 | 36000 | 9 | 21200 | 1 | HRCU-A-CB |  |  | 225 | 737 | Yes
5255858 | Discontinued | Systems | SXT+ R410A HP | KEEPRITE | CCH936GKA* |  | FVM4X48**** |  | 35400 | 13.5 | 18.5 | 36000 | 9.5 | 21600 | 1 | HRCU-A-CB |  |  | 227 | 699 | Yes
5255859 | Discontinued | Systems | SXT+ R410A HP | KEEPRITE | CCH936GKA* |  | FVM4X60**** |  | 36000 | 13.7 | 19 | 36400 | 10 | 21600 | 1 | HRCU-A-CB |  |  | 224 | 664 | Yes
5544689 | Active | Systems | SXT+ R410A HP | KEEPRITE | CCH936GKA2* |  | EA*4X36*14A* | MV08**14C* | 35400 | 13.2 | 17.2 | 36000 | 9 | 22200 | 1 | HRCU-A-CB |  |  | 244 | 737 | Yes
5544467 | Active | Systems | SXT+ R410A HP | KEEPRITE | CCH936GKA2* |  | EA*4X36*14A*+WALLCON | *8MV*0701412** | 35200 | 12.5 | 17.2 | 36400 | 9 | 22800 | 1 | HRCU-A-CB |  |  | 242 | 737 | Yes
5544619 | Active | Systems | SXT+ R410A HP | KEEPRITE | CCH936GKA2* |  | EA*4X36*17A* | *9MV*0601714A** | 35000 | 12.7 | 16.7 | 35800 | 9 | 22200 | 1 | HRCU-A-CB |  |  | 248 | 737 | Yes
5544620 | Active | Systems | SXT+ R410A HP | KEEPRITE | CCH936GKA2* |  | EA*4X36*17A* | *9MV*0801716A** | 35200 | 13 | 17 | 35800 | 9 | 22200 | 1 | HRCU-A-CB |  |  | 245 | 737 | Yes
5544572 | Active | Systems | SXT+ R410A HP | KEEPRITE | CCH936GKA2* |  | EA*4X36*17A* | *9MX*0601714A** | 34800 | 12.5 | 17 | 36000 | 9 | 22600 | 1 | HRCU-A-CB |  |  | 242 | 737 | Yes
5544573 | Active | Systems | SXT+ R410A HP | KEEPRITE | CCH936GKA2* |  | EA*4X36*17A* | *9MX*0801716A** | 34800 | 12.7 | 16.7 | 36000 | 9 | 22400 | 1 | HRCU-A-CB |  |  | 247 | 737 | Yes
5544690 | Active | Systems | SXT+ R410A HP | KEEPRITE | CCH936GKA2* |  | EA*4X36*17A* | MV08**14C* | 35600 | 13.2 | 17.5 | 36000 | 9 | 22200 | 1 | HRCU-A-CB |  |  | 241 | 737 | Yes
5544691 | Active | Systems | SXT+ R410A HP | KEEPRITE | CCH936GKA2* |  | EA*4X36*17A* | MV12**17C* | 35800 | 13.5 | 17.5 | 36000 | 9 | 22200 | 1 | HRCU-A-CB |  |  | 242 | 737 | Yes
5691606 | Active | Systems | SXT+ R410A HP | KEEPRITE | CCH936GKA2* |  | EA*4X36*17A* | OLV098A12* | 34800 | 12.5 | 16.7 | 36000 | 8.5 | 22600 | 1 | HRCU-A-CB |  |  | 247 | 781 | Yes
5691601 | Active | Systems | SXT+ R410A HP | KEEPRITE | CCH936GKA2* |  | EA*4X36*17A* | OMV098J12* | 34800 | 12.5 | 17 | 36000 | 8.5 | 22600 | 1 | HRCU-A-CB |  |  | 242 | 781 | Yes
5544395 | Active | Systems | SXT+ R410A HP | KEEPRITE | CCH936GKA2* |  | EA*4X36*17A* | OMV112K14A | 35400 | 12.5 | 17 | 36800 | 9 | 23200 | 1 | HRCU-A-CB |  |  | 247 | 737 | Yes
5544468 | Active | Systems | SXT+ R410A HP | KEEPRITE | CCH936GKA2* |  | EA*4X36*17A*+WALLCON | *8MV*0701412** | 35200 | 12.7 | 17.2 | 36400 | 9 | 22800 | 1 | HRCU-A-CB |  |  | 242 | 737 | Yes
5544469 | Active | Systems | SXT+ R410A HP | KEEPRITE | CCH936GKA2* |  | EA*4X36*17A*+WALLCON | *8MV*0901716** | 35400 | 13 | 17.7 | 36000 | 9.2 | 22600 | 1 | HRCU-A-CB |  |  | 237 | 721 | Yes
5544532 | Active | Systems | SXT+ R410A HP | KEEPRITE | CCH936GKA2* |  | EA*4X36*17A*+WALLCON | *9MA*0801714A** | 35200 | 12.5 | 17 | 37000 | 9 | 23200 | 1 | HRCU-A-CB |  |  | 245 | 737 | Yes
5544319 | Active | Systems | SXT+ R410A HP | KEEPRITE | CCH936GKA2* |  | EA*4X36*21A* | *8MX*0902116** | 35800 | 13 | 17.2 | 36600 | 9.2 | 22800 | 1 | HRCU-A-CB |  |  | 246 | 721 | Yes
5544320 | Active | Systems | SXT+ R410A HP | KEEPRITE | CCH936GKA2* |  | EA*4X36*21A* | *8MX*1102120** | 35800 | 13 | 17.2 | 36400 | 9.5 | 22800 | 1 | HRCU-A-CB |  |  | 246 | 699 | Yes
5544621 | Active | Systems | SXT+ R410A HP | KEEPRITE | CCH936GKA2* |  | EA*4X36*21A* | *9MV*0601714A** | 35000 | 13 | 17 | 35800 | 9 | 22200 | 1 | HRCU-A-CB |  |  | 244 | 737 | Yes
5544622 | Active | Systems | SXT+ R410A HP | KEEPRITE | CCH936GKA2* |  | EA*4X36*21A* | *9MV*0801716A** | 35200 | 13.2 | 17.2 | 35800 | 9 | 22200 | 1 | HRCU-A-CB |  |  | 242 | 737 | Yes
5544623 | Active | Systems | SXT+ R410A HP | KEEPRITE | CCH936GKA2* |  | EA*4X36*21A* | *9MV*0802120A** | 35200 | 13.2 | 17.5 | 35600 | 9 | 21800 | 1 | HRCU-A-CB |  |  | 238 | 737 | Yes
5544624 | Active | Systems | SXT+ R410A HP | KEEPRITE | CCH936GKA2* |  | EA*4X36*21A* | *9MV*1002120A** | 35000 | 13.2 | 17.5 | 35400 | 9 | 21800 | 1 | HRCU-A-CB |  |  | 237 | 737 | Yes
5544574 | Active | Systems | SXT+ R410A HP | KEEPRITE | CCH936GKA2* |  | EA*4X36*21A* | *9MX*0601714A** | 35000 | 12.7 | 17.2 | 36000 | 9 | 22600 | 1 | HRCU-A-CB |  |  | 241 | 737 | Yes
5544575 | Active | Systems | SXT+ R410A HP | KEEPRITE | CCH936GKA2* |  | EA*4X36*21A* | *9MX*0801716A** | 35000 | 12.7 | 16.7 | 36000 | 9 | 22400 | 1 | HRCU-A-CB |  |  | 248 | 737 | Yes
5544692 | Active | Systems | SXT+ R410A HP | KEEPRITE | CCH936GKA2* |  | EA*4X36*21A* | MV12**17C* | 35800 | 13.5 | 17.7 | 36000 | 9 | 22200 | 1 | HRCU-A-CB |  |  | 239 | 737 | Yes
5544693 | Active | Systems | SXT+ R410A HP | KEEPRITE | CCH936GKA2* |  | EA*4X36*21A* | MV16**21C* | 35800 | 13.7 | 17.7 | 36000 | 9 | 22200 | 1 | HRCU-A-CB |  |  | 239 | 737 | Yes
5544364 | Active | Systems | SXT+ R410A HP | KEEPRITE | CCH936GKA2* |  | EA*4X36*21A* | NOMV156E19* | 35600 | 13 | 17 | 36400 | 8.5 | 22600 | 1 | HRCU-A-CB |  |  | 248 | 781 | Yes
5691618 | Active | Systems | SXT+ R410A HP | KEEPRITE | CCH936GKA2* |  | EA*4X36*21A* | OLV098A12* | 34800 | 12.5 | 16.7 | 36000 | 8.5 | 22400 | 1 | HRCU-A-CB |  |  | 247 | 781 | Yes
5691614 | Active | Systems | SXT+ R410A HP | KEEPRITE | CCH936GKA2* |  | EA*4X36*21A* | OMV098J12* | 34800 | 12.5 | 17.2 | 36000 | 8.5 | 22600 | 1 | HRCU-A-CB |  |  | 240 | 781 | Yes
5544398 | Active | Systems | SXT+ R410A HP | KEEPRITE | CCH936GKA2* |  | EA*4X36*21A* | OMV112K14A | 35400 | 12.5 | 17.2 | 36800 | 9 | 23000 | 1 | HRCU-A-CB |  |  | 244 | 737 | Yes
5544470 | Active | Systems | SXT+ R410A HP | KEEPRITE | CCH936GKA2* |  | EA*4X36*21A*+WALLCON | *8MV*0901716** | 35400 | 13.2 | 17.7 | 36000 | 9.2 | 22400 | 1 | HRCU-A-CB |  |  | 237 | 721 | Yes
5544471 | Active | Systems | SXT+ R410A HP | KEEPRITE | CCH936GKA2* |  | EA*4X36*21A*+WALLCON | *8MV*1102120** | 35600 | 13.2 | 17.7 | 36000 | 9.2 | 22400 | 1 | HRCU-A-CB |  |  | 238 | 721 | Yes
5544533 | Active | Systems | SXT+ R410A HP | KEEPRITE | CCH936GKA2* |  | EA*4X36*21A*+WALLCON | *9MA*0601714A** | 35000 | 12.5 | 16.7 | 36600 | 9 | 23400 | 1 | HRCU-A-CB |  |  | 248 | 737 | Yes
5544604 | Active | Systems | SXT+ R410A HP | KEEPRITE | CCH936GKA2* |  | EA*4X36*21A*+WALLCON | *9MA*0602120A** | 35200 | 13 | 16.7 | 36000 | 9 | 23000 | 1 | HRCU-A-CB |  |  | 250 | 737 | Yes
5544534 | Active | Systems | SXT+ R410A HP | KEEPRITE | CCH936GKA2* |  | EA*4X36*21A*+WALLCON | *9MA*0801714A** | 35200 | 12.5 | 17.2 | 36800 | 9 | 23200 | 1 | HRCU-A-CB |  |  | 242 | 737 | Yes
5544605 | Active | Systems | SXT+ R410A HP | KEEPRITE | CCH936GKA2* |  | EA*4X36*21A*+WALLCON | *9MA*0802120A** | 35400 | 13 | 17.2 | 35800 | 9 | 22800 | 1 | HRCU-A-CB |  |  | 244 | 737 | Yes
5544606 | Active | Systems | SXT+ R410A HP | KEEPRITE | CCH936GKA2* |  | EA*4X36*21A*+WALLCON | *9MA*1002122A** | 35400 | 13.2 | 17.2 | 35800 | 9 | 22800 | 1 | HRCU-A-CB |  |  | 244 | 737 | Yes
5544322 | Active | Systems | SXT+ R410A HP | KEEPRITE | CCH936GKA2* |  | EA*4X42*21A* | *8MX*0902116** | 36000 | 13 | 17.5 | 36600 | 9.2 | 22800 | 1 | HRCU-A-CB |  |  | 244 | 721 | Yes
5544323 | Active | Systems | SXT+ R410A HP | KEEPRITE | CCH936GKA2* |  | EA*4X42*21A* | *8MX*1102120** | 36000 | 13.2 | 17.5 | 36600 | 9.5 | 22800 | 1 | HRCU-A-CB |  |  | 244 | 699 | Yes
5544625 | Active | Systems | SXT+ R410A HP | KEEPRITE | CCH936GKA2* |  | EA*4X42*21A* | *9MV*0601714A** | 35200 | 13 | 17 | 36000 | 9 | 22200 | 1 | HRCU-A-CB |  |  | 245 | 737 | Yes
5544626 | Active | Systems | SXT+ R410A HP | KEEPRITE | CCH936GKA2* |  | EA*4X42*21A* | *9MV*0801716A** | 35400 | 13.2 | 17.2 | 36000 | 9 | 22200 | 1 | HRCU-A-CB |  |  | 244 | 737 | Yes
5544627 | Active | Systems | SXT+ R410A HP | KEEPRITE | CCH936GKA2* |  | EA*4X42*21A* | *9MV*0802120A** | 35400 | 13.5 | 17.5 | 35600 | 9 | 22000 | 1 | HRCU-A-CB |  |  | 240 | 737 | Yes
5544628 | Active | Systems | SXT+ R410A HP | KEEPRITE | CCH936GKA2* |  | EA*4X42*21A* | *9MV*1002120A** | 35200 | 13.5 | 17.5 | 35600 | 9 | 21800 | 1 | HRCU-A-CB |  |  | 238 | 737 | Yes
5544576 | Active | Systems | SXT+ R410A HP | KEEPRITE | CCH936GKA2* |  | EA*4X42*21A* | *9MX*0601714A** | 35200 | 12.7 | 17.2 | 36000 | 9 | 22600 | 1 | HRCU-A-CB |  |  | 242 | 737 | Yes
5544577 | Active | Systems | SXT+ R410A HP | KEEPRITE | CCH936GKA2* |  | EA*4X42*21A* | *9MX*0801716A** | 35200 | 13 | 17 | 36000 | 9.2 | 22600 | 1 | HRCU-A-CB |  |  | 245 | 721 | Yes
5544694 | Active | Systems | SXT+ R410A HP | KEEPRITE | CCH936GKA2* |  | EA*4X42*21A* | MV12**17C* | 36200 | 13.5 | 17.7 | 36000 | 9 | 22400 | 1 | HRCU-A-CB |  |  | 242 | 737 | Yes
5544696 | Active | Systems | SXT+ R410A HP | KEEPRITE | CCH936GKA2* |  | EA*4X42*21A* | MV16**21C* | 36200 | 13.7 | 18 | 36000 | 9 | 22200 | 1 | HRCU-A-CB |  |  | 238 | 737 | Yes
5544365 | Active | Systems | SXT+ R410A HP | KEEPRITE | CCH936GKA2* |  | EA*4X42*21A* | NOMV106D12* | 35000 | 13 | 16.7 | 36000 | 8.5 | 22200 | 1 | HRCU-A-CB |  |  | 248 | 781 | Yes
5544366 | Active | Systems | SXT+ R410A HP | KEEPRITE | CCH936GKA2* |  | EA*4X42*21A* | NOMV156E19* | 35800 | 13 | 17 | 36400 | 8.5 | 22800 | 1 | HRCU-A-CB |  |  | 249 | 781 | Yes
5691631 | Active | Systems | SXT+ R410A HP | KEEPRITE | CCH936GKA2* |  | EA*4X42*21A* | OLV098A12* | 35000 | 12.7 | 16.7 | 36000 | 8.5 | 22600 | 1 | HRCU-A-CB |  |  | 248 | 781 | Yes
5544403 | Active | Systems | SXT+ R410A HP | KEEPRITE | CCH936GKA2* |  | EA*4X42*21A* | OLV112A16A | 35800 | 12.5 | 17 | 37000 | 9.2 | 23400 | 1 | HRCU-A-CB |  |  | 249 | 721 | Yes
5691625 | Active | Systems | SXT+ R410A HP | KEEPRITE | CCH936GKA2* |  | EA*4X42*21A* | OMV098J12* | 35000 | 12.5 | 17.2 | 36000 | 9 | 22600 | 1 | HRCU-A-CB |  |  | 241 | 737 | Yes
5544402 | Active | Systems | SXT+ R410A HP | KEEPRITE | CCH936GKA2* |  | EA*4X42*21A* | OMV112K14A | 35800 | 12.5 | 17.2 | 36800 | 9.2 | 23000 | 1 | HRCU-A-CB |  |  | 246 | 721 | Yes
5544472 | Active | Systems | SXT+ R410A HP | KEEPRITE | CCH936GKA2* |  | EA*4X42*21A*+WALLCON | *8MV*0901716** | 35800 | 13.2 | 17.7 | 36000 | 9.5 | 22600 | 1 | HRCU-A-CB |  |  | 239 | 699 | Yes
5544473 | Active | Systems | SXT+ R410A HP | KEEPRITE | CCH936GKA2* |  | EA*4X42*21A*+WALLCON | *8MV*1102120** | 35800 | 13.2 | 17.7 | 36000 | 9.5 | 22400 | 1 | HRCU-A-CB |  |  | 239 | 699 | Yes
5544535 | Active | Systems | SXT+ R410A HP | KEEPRITE | CCH936GKA2* |  | EA*4X42*21A*+WALLCON | *9MA*0601714A** | 35400 | 12.5 | 17 | 36800 | 9 | 23400 | 1 | HRCU-A-CB |  |  | 247 | 737 | Yes
5544536 | Active | Systems | SXT+ R410A HP | KEEPRITE | CCH936GKA2* |  | EA*4X42*21A*+WALLCON | *9MA*0801714A** | 35400 | 12.7 | 17.2 | 36800 | 9 | 23200 | 1 | HRCU-A-CB |  |  | 244 | 737 | Yes
5544324 | Active | Systems | SXT+ R410A HP | KEEPRITE | CCH936GKA2* |  | EA*4X42*24A* | *8MX*0902116** | 36000 | 13 | 17.5 | 36600 | 9.5 | 22800 | 1 | HRCU-A-CB |  |  | 244 | 699 | Yes
5544325 | Active | Systems | SXT+ R410A HP | KEEPRITE | CCH936GKA2* |  | EA*4X42*24A* | *8MX*1102120** | 36200 | 13.2 | 17.5 | 36600 | 9.5 | 22800 | 1 | HRCU-A-CB |  |  | 245 | 699 | Yes
5544629 | Active | Systems | SXT+ R410A HP | KEEPRITE | CCH936GKA2* |  | EA*4X42*24A* | *9MV*0802120A** | 35400 | 13.5 | 17.5 | 35600 | 9 | 22000 | 1 | HRCU-A-CB |  |  | 240 | 737 | Yes
5544630 | Active | Systems | SXT+ R410A HP | KEEPRITE | CCH936GKA2* |  | EA*4X42*24A* | *9MV*1002120A** | 35400 | 13.5 | 17.5 | 35600 | 9 | 21800 | 1 | HRCU-A-CB |  |  | 240 | 737 | Yes
5544631 | Active | Systems | SXT+ R410A HP | KEEPRITE | CCH936GKA2* |  | EA*4X42*24A* | *9MV*1202422A** | 35600 | 13.5 | 17.7 | 35800 | 9 | 22000 | 1 | HRCU-A-CB |  |  | 238 | 737 | Yes
5544697 | Active | Systems | SXT+ R410A HP | KEEPRITE | CCH936GKA2* |  | EA*4X42*24A* | MV16**21C* | 36200 | 13.7 | 18 | 36000 | 9 | 22200 | 1 | HRCU-A-CB |  |  | 238 | 737 | Yes
5544698 | Active | Systems | SXT+ R410A HP | KEEPRITE | CCH936GKA2* |  | EA*4X42*24A* | MV20**24C* | 36000 | 13.7 | 18 | 36000 | 9 | 22200 | 1 | HRCU-A-CB |  |  | 237 | 737 | Yes
5544367 | Active | Systems | SXT+ R410A HP | KEEPRITE | CCH936GKA2* |  | EA*4X42*24A* | NOMV156E19* | 35800 | 13 | 17 | 36400 | 8.5 | 22800 | 1 | HRCU-A-CB |  |  | 249 | 781 | Yes
5544404 | Active | Systems | SXT+ R410A HP | KEEPRITE | CCH936GKA2* |  | EA*4X42*24A* | OLV112A16A | 35800 | 12.5 | 17 | 37000 | 9.2 | 23400 | 1 | HRCU-A-CB |  |  | 249 | 721 | Yes
5544613 | Active | Systems | SXT+ R410A HP | KEEPRITE | CCH936GKA2* |  | EA*4X42*24A* | OMV154L20A | 35400 | 13.2 | 17.7 | 36000 | 9.2 | 22200 | 1 | HRCU-A-CB |  |  | 237 | 721 | Yes
5544474 | Active | Systems | SXT+ R410A HP | KEEPRITE | CCH936GKA2* |  | EA*4X42*24A*+WALLCON | *8MV*1102120** | 35800 | 13.2 | 17.7 | 36000 | 9.5 | 22400 | 1 | HRCU-A-CB |  |  | 239 | 699 | Yes
5544475 | Active | Systems | SXT+ R410A HP | KEEPRITE | CCH936GKA2* |  | EA*4X42*24A*+WALLCON | *8MV*1352422** | 35800 | 13.5 | 18 | 36000 | 9.5 | 22400 | 1 | HRCU-A-CB |  |  | 235 | 699 | Yes
5544537 | Active | Systems | SXT+ R410A HP | KEEPRITE | CCH936GKA2* |  | EA*4X42*24A*+WALLCON | *9MA*1202422A** | 35800 | 13.2 | 17.7 | 36600 | 9.2 | 22800 | 1 | HRCU-A-CB |  |  | 239 | 721 | Yes
5544326 | Active | Systems | SXT+ R410A HP | KEEPRITE | CCH936GKA2* |  | EA*4X48*17A* | *8MX*0451408** | 35800 | 12.5 | 17.5 | 37000 | 9 | 23200 | 1 | HRCU-A-CB |  |  | 242 | 737 | Yes
5544327 | Active | Systems | SXT+ R410A HP | KEEPRITE | CCH936GKA2* |  | EA*4X48*17A* | *8MX*0701716** | 36400 | 12.5 | 17.2 | 37600 | 9.5 | 23600 | 1 | HRCU-A-CB |  |  | 251 | 798 | Yes
5544632 | Active | Systems | SXT+ R410A HP | KEEPRITE | CCH936GKA2* |  | EA*4X48*17A* | *9MV*0601714A** | 36000 | 13.2 | 17.2 | 36000 | 9 | 22400 | 1 | HRCU-A-CB |  |  | 248 | 737 | Yes
5544633 | Active | Systems | SXT+ R410A HP | KEEPRITE | CCH936GKA2* |  | EA*4X48*17A* | *9MV*0801716A** | 36000 | 13.5 | 17.5 | 36000 | 9 | 22400 | 1 | HRCU-A-CB |  |  | 244 | 737 | Yes
5544578 | Active | Systems | SXT+ R410A HP | KEEPRITE | CCH936GKA2* |  | EA*4X48*17A* | *9MX*0601714A** | 36000 | 13 | 17.5 | 36800 | 9 | 22800 | 1 | HRCU-A-CB |  |  | 244 | 737 | Yes
5544579 | Active | Systems | SXT+ R410A HP | KEEPRITE | CCH936GKA2* |  | EA*4X48*17A* | *9MX*0801716A** | 36000 | 13 | 17.2 | 36600 | 9.2 | 22800 | 1 | HRCU-A-CB |  |  | 248 | 721 | Yes
5544699 | Active | Systems | SXT+ R410A HP | KEEPRITE | CCH936GKA2* |  | EA*4X48*17A* | MV08**14C* | 36600 | 13.7 | 18 | 36400 | 9 | 22400 | 1 | HRCU-A-CB |  |  | 241 | 737 | Yes
5544700 | Active | Systems | SXT+ R410A HP | KEEPRITE | CCH936GKA2* |  | EA*4X48*17A* | MV12**17C* | 36800 | 13.7 | 18.2 | 36400 | 9 | 22600 | 1 | HRCU-A-CB |  |  | 239 | 737 | Yes
5544368 | Active | Systems | SXT+ R410A HP | KEEPRITE | CCH936GKA2* |  | EA*4X48*17A* | NOMV106D12* | 35600 | 13.2 | 17.2 | 36000 | 8.5 | 22400 | 1 | HRCU-A-CB |  |  | 245 | 781 | Yes
5691650 | Active | Systems | SXT+ R410A HP | KEEPRITE | CCH936GKA2* |  | EA*4X48*17A* | OLV098A12* | 35800 | 12.7 | 17.2 | 36600 | 8.5 | 22800 | 1 | HRCU-A-CB |  |  | 246 | 781 | Yes
5691640 | Active | Systems | SXT+ R410A HP | KEEPRITE | CCH936GKA2* |  | EA*4X48*17A* | OMV098J12* | 35800 | 12.7 | 17.5 | 36800 | 9 | 22800 | 1 | HRCU-A-CB |  |  | 242 | 737 | Yes
5544407 | Active | Systems | SXT+ R410A HP | KEEPRITE | CCH936GKA2* |  | EA*4X48*17A* | OMV112K14A | 36600 | 12.7 | 17.5 | 37600 | 9.5 | 23400 | 1 | HRCU-A-CB |  |  | 248 | 798 | Yes
5544476 | Active | Systems | SXT+ R410A HP | KEEPRITE | CCH936GKA2* |  | EA*4X48*17A*+WALLCON | *8MV*0701412** | 36400 | 13 | 17.7 | 37000 | 9.5 | 23000 | 1 | HRCU-A-CB |  |  | 243 | 699 | Yes
5544477 | Active | Systems | SXT+ R410A HP | KEEPRITE | CCH936GKA2* |  | EA*4X48*17A*+WALLCON | *8MV*0901716** | 36600 | 13.5 | 18.2 | 36800 | 9.5 | 22800 | 1 | HRCU-A-CB |  |  | 238 | 699 | Yes
5544538 | Active | Systems | SXT+ R410A HP | KEEPRITE | CCH936GKA2* |  | EA*4X48*17A*+WALLCON | *9MA*0601714A** | 36000 | 12.5 | 17.2 | 37400 | 9.2 | 23600 | 1 | HRCU-A-CB |  |  | 248 | 721 | Yes
5544539 | Active | Systems | SXT+ R410A HP | KEEPRITE | CCH936GKA2* |  | EA*4X48*17A*+WALLCON | *9MA*0801714A** | 36200 | 13 | 17.5 | 37600 | 9.5 | 23400 | 1 | HRCU-A-CB |  |  | 245 | 798 | Yes
5544328 | Active | Systems | SXT+ R410A HP | KEEPRITE | CCH936GKA2* |  | EA*4X48*21A* | *8MX*0701716** | 36200 | 12.5 | 17 | 37600 | 9.2 | 23600 | 1 | HRCU-A-CB |  |  | 252 | 824 | Yes
5544329 | Active | Systems | SXT+ R410A HP | KEEPRITE | CCH936GKA2* |  | EA*4X48*21A* | *8MX*0902116** | 36600 | 13.2 | 17.7 | 37000 | 9.5 | 23000 | 1 | HRCU-A-CB |  |  | 245 | 699 | Yes
5544330 | Active | Systems | SXT+ R410A HP | KEEPRITE | CCH936GKA2* |  | EA*4X48*21A* | *8MX*1102120** | 36600 | 13.5 | 17.7 | 37000 | 9.5 | 23000 | 1 | HRCU-A-CB |  |  | 245 | 699 | Yes
5544634 | Active | Systems | SXT+ R410A HP | KEEPRITE | CCH936GKA2* |  | EA*4X48*21A* | *9MV*0601714A** | 35600 | 13.2 | 17.2 | 36000 | 9 | 22400 | 1 | HRCU-A-CB |  |  | 245 | 737 | Yes
5544635 | Active | Systems | SXT+ R410A HP | KEEPRITE | CCH936GKA2* |  | EA*4X48*21A* | *9MV*0801716A** | 35800 | 13.2 | 17.5 | 36000 | 9 | 22400 | 1 | HRCU-A-CB |  |  | 242 | 737 | Yes
5544636 | Active | Systems | SXT+ R410A HP | KEEPRITE | CCH936GKA2* |  | EA*4X48*21A* | *9MV*0802120A** | 35800 | 13.5 | 17.7 | 35800 | 9 | 22000 | 1 | HRCU-A-CB |  |  | 239 | 737 | Yes
5544637 | Active | Systems | SXT+ R410A HP | KEEPRITE | CCH936GKA2* |  | EA*4X48*21A* | *9MV*1002120A** | 35600 | 13.5 | 17.7 | 35800 | 9 | 22000 | 1 | HRCU-A-CB |  |  | 238 | 737 | Yes
5544580 | Active | Systems | SXT+ R410A HP | KEEPRITE | CCH936GKA2* |  | EA*4X48*21A* | *9MX*0601714A** | 35600 | 13 | 17.5 | 36600 | 9 | 22800 | 1 | HRCU-A-CB |  |  | 241 | 737 | Yes
5544581 | Active | Systems | SXT+ R410A HP | KEEPRITE | CCH936GKA2* |  | EA*4X48*21A* | *9MX*0801716A** | 35600 | 13 | 17.2 | 36400 | 9.5 | 22600 | 1 | HRCU-A-CB |  |  | 245 | 699 | Yes
5544701 | Active | Systems | SXT+ R410A HP | KEEPRITE | CCH936GKA2* |  | EA*4X48*21A* | MV12**17C* | 36600 | 13.7 | 18 | 36400 | 9 | 22400 | 1 | HRCU-A-CB |  |  | 241 | 737 | Yes
5544703 | Active | Systems | SXT+ R410A HP | KEEPRITE | CCH936GKA2* |  | EA*4X48*21A* | MV16**21C* | 36600 | 13.7 | 18.2 | 36000 | 9 | 22400 | 1 | HRCU-A-CB |  |  | 238 | 737 | Yes
5544369 | Active | Systems | SXT+ R410A HP | KEEPRITE | CCH936GKA2* |  | EA*4X48*21A* | NOMV106D12* | 35400 | 13 | 17 | 36000 | 8.5 | 22400 | 1 | HRCU-A-CB |  |  | 247 | 781 | Yes
5544370 | Active | Systems | SXT+ R410A HP | KEEPRITE | CCH936GKA2* |  | EA*4X48*21A* | NOMV156E19* | 36400 | 13.2 | 17.2 | 36800 | 9 | 23000 | 1 | HRCU-A-CB |  |  | 251 | 737 | Yes
5691662 | Active | Systems | SXT+ R410A HP | KEEPRITE | CCH936GKA2* |  | EA*4X48*21A* | OLV098A12* | 35400 | 12.7 | 17 | 36400 | 8.5 | 22600 | 1 | HRCU-A-CB |  |  | 247 | 781 | Yes
5544411 | Active | Systems | SXT+ R410A HP | KEEPRITE | CCH936GKA2* |  | EA*4X48*21A* | OLV112A16A | 36400 | 12.5 | 17.2 | 37600 | 9.5 | 23600 | 1 | HRCU-A-CB |  |  | 251 | 798 | Yes
5691657 | Active | Systems | SXT+ R410A HP | KEEPRITE | CCH936GKA2* |  | EA*4X48*21A* | OMV098J12* | 35600 | 12.7 | 17.5 | 36600 | 9 | 22800 | 1 | HRCU-A-CB |  |  | 241 | 737 | Yes
5544410 | Active | Systems | SXT+ R410A HP | KEEPRITE | CCH936GKA2* |  | EA*4X48*21A* | OMV112K14A | 36200 | 12.7 | 17.5 | 37000 | 9.5 | 23200 | 1 | HRCU-A-CB |  |  | 245 | 699 | Yes
5544478 | Active | Systems | SXT+ R410A HP | KEEPRITE | CCH936GKA2* |  | EA*4X48*21A*+WALLCON | *8MV*0901716** | 36200 | 13.5 | 18 | 36600 | 9.5 | 22600 | 1 | HRCU-A-CB |  |  | 238 | 699 | Yes
5544479 | Active | Systems | SXT+ R410A HP | KEEPRITE | CCH936GKA2* |  | EA*4X48*21A*+WALLCON | *8MV*1102120** | 36200 | 13.5 | 18 | 36600 | 9.5 | 22600 | 1 | HRCU-A-CB |  |  | 238 | 699 | Yes
5544540 | Active | Systems | SXT+ R410A HP | KEEPRITE | CCH936GKA2* |  | EA*4X48*21A*+WALLCON | *9MA*0601714A** | 35800 | 12.5 | 17.2 | 37200 | 9.2 | 23600 | 1 | HRCU-A-CB |  |  | 246 | 721 | Yes
5544541 | Active | Systems | SXT+ R410A HP | KEEPRITE | CCH936GKA2* |  | EA*4X48*21A*+WALLCON | *9MA*0801714A** | 36000 | 12.7 | 17.5 | 37400 | 9.5 | 23400 | 1 | HRCU-A-CB |  |  | 244 | 699 | Yes
5544331 | Active | Systems | SXT+ R410A HP | KEEPRITE | CCH936GKA2* |  | EA*4X48*24A* | *8MX*0902116** | 36600 | 13.2 | 17.7 | 37000 | 9.5 | 23000 | 1 | HRCU-A-CB |  |  | 245 | 699 | Yes
5544332 | Active | Systems | SXT+ R410A HP | KEEPRITE | CCH936GKA2* |  | EA*4X48*24A* | *8MX*1102120** | 36800 | 13.5 | 17.7 | 37000 | 9.5 | 23000 | 1 | HRCU-A-CB |  |  | 246 | 699 | Yes
5544638 | Active | Systems | SXT+ R410A HP | KEEPRITE | CCH936GKA2* |  | EA*4X48*24A* | *9MV*0802120A** | 35800 | 13.7 | 17.7 | 36000 | 9 | 22000 | 1 | HRCU-A-CB |  |  | 239 | 737 | Yes
5544639 | Active | Systems | SXT+ R410A HP | KEEPRITE | CCH936GKA2* |  | EA*4X48*24A* | *9MV*1002120A** | 35800 | 13.7 | 17.7 | 35800 | 9 | 22000 | 1 | HRCU-A-CB |  |  | 239 | 737 | Yes
5544640 | Active | Systems | SXT+ R410A HP | KEEPRITE | CCH936GKA2* |  | EA*4X48*24A* | *9MV*1202422A** | 36000 | 13.7 | 18 | 36000 | 9.5 | 22200 | 1 | HRCU-A-CB |  |  | 237 | 699 | Yes
5544704 | Active | Systems | SXT+ R410A HP | KEEPRITE | CCH936GKA2* |  | EA*4X48*24A* | MV16**21C* | 36600 | 13.7 | 18.2 | 36000 | 9 | 22400 | 1 | HRCU-A-CB |  |  | 238 | 737 | Yes
5544705 | Active | Systems | SXT+ R410A HP | KEEPRITE | CCH936GKA2* |  | EA*4X48*24A* | MV20**24C* | 36400 | 13.7 | 18.2 | 36000 | 9 | 22200 | 1 | HRCU-A-CB |  |  | 237 | 737 | Yes
5544371 | Active | Systems | SXT+ R410A HP | KEEPRITE | CCH936GKA2* |  | EA*4X48*24A* | NOMV156E19* | 36400 | 13.2 | 17.2 | 36800 | 9 | 22800 | 1 | HRCU-A-CB |  |  | 251 | 737 | Yes
5544462 | Active | Systems | SXT+ R410A HP | KEEPRITE | CCH936GKA2* |  | EA*4X48*24A* | OLV112A16A | 36400 | 12.5 | 17.2 | 37400 | 9.5 | 23600 | 1 | HRCU-A-CB |  |  | 251 | 699 | Yes
5544614 | Active | Systems | SXT+ R410A HP | KEEPRITE | CCH936GKA2* |  | EA*4X48*24A* | OMV154L20A | 35800 | 13.5 | 18 | 36000 | 9.5 | 22400 | 1 | HRCU-A-CB |  |  | 235 | 699 | Yes
5544480 | Active | Systems | SXT+ R410A HP | KEEPRITE | CCH936GKA2* |  | EA*4X48*24A*+WALLCON | *8MV*1102120** | 36400 | 13.5 | 18.2 | 36600 | 9.5 | 22600 | 1 | HRCU-A-CB |  |  | 237 | 699 | Yes
5544481 | Active | Systems | SXT+ R410A HP | KEEPRITE | CCH936GKA2* |  | EA*4X48*24A*+WALLCON | *8MV*1352422** | 36400 | 13.5 | 18.2 | 36400 | 9.5 | 22600 | 1 | HRCU-A-CB |  |  | 237 | 699 | Yes
5544542 | Active | Systems | SXT+ R410A HP | KEEPRITE | CCH936GKA2* |  | EA*4X48*24A*+WALLCON | *9MA*1202422A** | 36200 | 13.2 | 17.7 | 37000 | 9.5 | 23000 | 1 | HRCU-A-CB |  |  | 242 | 699 | Yes
5544353 | Active | Systems | SXT+ R410A HP | KEEPRITE | CCH936GKA2* |  | EHD4X36A** | *8MX*0451408** | 35600 | 12.5 | 17.2 | 36800 | 9 | 23000 | 1 | HRCU-A-CB |  |  | 245 | 737 | Yes
5544528 | Active | Systems | SXT+ R410A HP | KEEPRITE | CCH936GKA2* |  | EHD4X36A** | *8MX*0701716** | 35600 | 13 | 17 | 36400 | 9.2 | 22800 | 1 | HRCU-A-CB |  |  | 248 | 721 | Yes
5544354 | Active | Systems | SXT+ R410A HP | KEEPRITE | CCH936GKA2* |  | EHD4X36A** | *8MX*0902116** | 36400 | 13.2 | 17.5 | 36800 | 9.5 | 23000 | 1 | HRCU-A-CB |  |  | 246 | 699 | Yes
5544355 | Active | Systems | SXT+ R410A HP | KEEPRITE | CCH936GKA2* |  | EHD4X36A** | *8MX*1102120** | 36400 | 13.2 | 17.5 | 36800 | 9.5 | 22800 | 1 | HRCU-A-CB |  |  | 246 | 699 | Yes
5544671 | Active | Systems | SXT+ R410A HP | KEEPRITE | CCH936GKA2* |  | EHD4X36A** | *9MV*0601714A** | 35600 | 13.2 | 17.2 | 36000 | 9 | 22400 | 1 | HRCU-A-CB |  |  | 245 | 737 | Yes
5544672 | Active | Systems | SXT+ R410A HP | KEEPRITE | CCH936GKA2* |  | EHD4X36A** | *9MV*0801716A** | 35800 | 13.2 | 17.2 | 36000 | 9 | 22200 | 1 | HRCU-A-CB |  |  | 246 | 737 | Yes
5544673 | Active | Systems | SXT+ R410A HP | KEEPRITE | CCH936GKA2* |  | EHD4X36A** | *9MV*0802120A** | 35600 | 13.5 | 17.7 | 35800 | 9 | 22000 | 1 | HRCU-A-CB |  |  | 238 | 737 | Yes
5544675 | Active | Systems | SXT+ R410A HP | KEEPRITE | CCH936GKA2* |  | EHD4X36A** | *9MV*1002120A** | 35600 | 13.5 | 17.7 | 35600 | 9 | 22000 | 1 | HRCU-A-CB |  |  | 238 | 737 | Yes
5544676 | Active | Systems | SXT+ R410A HP | KEEPRITE | CCH936GKA2* |  | EHD4X36A** | *9MV*1202422A** | 35800 | 13.5 | 17.7 | 35800 | 9 | 22000 | 1 | HRCU-A-CB |  |  | 239 | 737 | Yes
5544598 | Active | Systems | SXT+ R410A HP | KEEPRITE | CCH936GKA2* |  | EHD4X36A** | *9MX*0601714A** | 35600 | 13 | 17.2 | 36400 | 9 | 22800 | 1 | HRCU-A-CB |  |  | 245 | 737 | Yes
5544599 | Active | Systems | SXT+ R410A HP | KEEPRITE | CCH936GKA2* |  | EHD4X36A** | *9MX*0801716A** | 35600 | 13 | 17 | 36400 | 9.2 | 22600 | 1 | HRCU-A-CB |  |  | 248 | 721 | Yes
5544728 | Active | Systems | SXT+ R410A HP | KEEPRITE | CCH936GKA2* |  | EHD4X36A** | MV08**14C* | 36400 | 13.5 | 17.7 | 36000 | 9 | 22400 | 1 | HRCU-A-CB |  |  | 243 | 737 | Yes
5544729 | Active | Systems | SXT+ R410A HP | KEEPRITE | CCH936GKA2* |  | EHD4X36A** | MV12**17C* | 36600 | 13.7 | 18 | 36000 | 9 | 22400 | 1 | HRCU-A-CB |  |  | 241 | 737 | Yes
5544730 | Active | Systems | SXT+ R410A HP | KEEPRITE | CCH936GKA2* |  | EHD4X36A** | MV16**21C* | 36600 | 13.7 | 18 | 36000 | 9 | 22400 | 1 | HRCU-A-CB |  |  | 241 | 737 | Yes
5544732 | Active | Systems | SXT+ R410A HP | KEEPRITE | CCH936GKA2* |  | EHD4X36A** | MV20**24C* | 36400 | 13.7 | 18 | 36000 | 9 | 22400 | 1 | HRCU-A-CB |  |  | 239 | 737 | Yes
5544387 | Active | Systems | SXT+ R410A HP | KEEPRITE | CCH936GKA2* |  | EHD4X36A** | NOMV106D12* | 35400 | 13 | 17 | 36000 | 8.5 | 22400 | 1 | HRCU-A-CB |  |  | 247 | 781 | Yes
5544388 | Active | Systems | SXT+ R410A HP | KEEPRITE | CCH936GKA2* |  | EHD4X36A** | NOMV156E19* | 36400 | 13 | 17.2 | 36800 | 8.5 | 23000 | 1 | HRCU-A-CB |  |  | 251 | 781 | Yes
5691786 | Active | Systems | SXT+ R410A HP | KEEPRITE | CCH936GKA2* |  | EHD4X36A** | OLV098A12* | 35400 | 12.7 | 17 | 36400 | 8.5 | 22800 | 1 | HRCU-A-CB |  |  | 247 | 781 | Yes
5544449 | Active | Systems | SXT+ R410A HP | KEEPRITE | CCH936GKA2* |  | EHD4X36A** | OLV112A16A | 36400 | 12.5 | 17 | 37400 | 9.5 | 23600 | 1 | HRCU-A-CB |  |  | 254 | 699 | Yes
5544450 | Active | Systems | SXT+ R410A HP | KEEPRITE | CCH936GKA2* |  | EHD4X36A** | OLV154F20A | 36800 | 13.2 | 17.7 | 37000 | 9.5 | 23000 | 1 | HRCU-A-CB |  |  | 246 | 699 | Yes
5691781 | Active | Systems | SXT+ R410A HP | KEEPRITE | CCH936GKA2* |  | EHD4X36A** | OMV098J12* | 35600 | 12.7 | 17.2 | 36600 | 9 | 22800 | 1 | HRCU-A-CB |  |  | 245 | 737 | Yes
5544448 | Active | Systems | SXT+ R410A HP | KEEPRITE | CCH936GKA2* |  | EHD4X36A** | OMV112K14A | 36200 | 12.5 | 17.2 | 37000 | 9.5 | 23400 | 1 | HRCU-A-CB |  |  | 249 | 699 | Yes
5544616 | Active | Systems | SXT+ R410A HP | KEEPRITE | CCH936GKA2* |  | EHD4X36A** | OMV154L20A | 35800 | 13.5 | 18 | 36000 | 9.5 | 22400 | 1 | HRCU-A-CB |  |  | 235 | 699 | Yes
5544506 | Active | Systems | SXT+ R410A HP | KEEPRITE | CCH936GKA2* |  | EHD4X36A**+WALLCON | *8MV*0701412** | 36000 | 13 | 17.7 | 36800 | 9.2 | 23000 | 1 | HRCU-A-CB |  |  | 241 | 721 | Yes
5544507 | Active | Systems | SXT+ R410A HP | KEEPRITE | CCH936GKA2* |  | EHD4X36A**+WALLCON | *8MV*0901716** | 36200 | 13.2 | 18 | 36600 | 9.5 | 22800 | 1 | HRCU-A-CB |  |  | 238 | 699 | Yes
5544508 | Active | Systems | SXT+ R410A HP | KEEPRITE | CCH936GKA2* |  | EHD4X36A**+WALLCON | *8MV*1102120** | 36200 | 13.5 | 18 | 36600 | 9.5 | 22600 | 1 | HRCU-A-CB |  |  | 238 | 699 | Yes
5544509 | Active | Systems | SXT+ R410A HP | KEEPRITE | CCH936GKA2* |  | EHD4X36A**+WALLCON | *8MV*1352422** | 36400 | 13.5 | 18 | 36400 | 9.5 | 22600 | 1 | HRCU-A-CB |  |  | 239 | 699 | Yes
5544563 | Active | Systems | SXT+ R410A HP | KEEPRITE | CCH936GKA2* |  | EHD4X36A**+WALLCON | *9MA*0601714A** | 35800 | 12.5 | 17 | 37000 | 9 | 23600 | 1 | HRCU-A-CB |  |  | 249 | 737 | Yes
5544610 | Active | Systems | SXT+ R410A HP | KEEPRITE | CCH936GKA2* |  | EHD4X36A**+WALLCON | *9MA*0602120A** | 36000 | 13.2 | 16.7 | 36400 | 9 | 23400 | 1 | HRCU-A-CB |  |  | 255 | 737 | Yes
5544564 | Active | Systems | SXT+ R410A HP | KEEPRITE | CCH936GKA2* |  | EHD4X36A**+WALLCON | *9MA*0801714A** | 36000 | 12.7 | 17.2 | 37200 | 9.2 | 23400 | 1 | HRCU-A-CB |  |  | 248 | 721 | Yes
5544611 | Active | Systems | SXT+ R410A HP | KEEPRITE | CCH936GKA2* |  | EHD4X36A**+WALLCON | *9MA*0802120A** | 36200 | 13.2 | 17.2 | 36200 | 9 | 23000 | 1 | HRCU-A-CB |  |  | 249 | 737 | Yes
5544612 | Active | Systems | SXT+ R410A HP | KEEPRITE | CCH936GKA2* |  | EHD4X36A**+WALLCON | *9MA*1002122A** | 36200 | 13.2 | 17.2 | 36200 | 9 | 23000 | 1 | HRCU-A-CB |  |  | 249 | 737 | Yes
5544565 | Active | Systems | SXT+ R410A HP | KEEPRITE | CCH936GKA2* |  | EHD4X36A**+WALLCON | *9MA*1202422A** | 36200 | 13.2 | 17.7 | 37000 | 9.5 | 23000 | 1 | HRCU-A-CB |  |  | 242 | 699 | Yes
5544356 | Active | Systems | SXT+ R410A HP | KEEPRITE | CCH936GKA2* |  | EHD4X42A** | *8MX*0451408** | 35800 | 12.5 | 17.2 | 37000 | 9 | 23000 | 1 | HRCU-A-CB |  |  | 246 | 737 | Yes
5544529 | Active | Systems | SXT+ R410A HP | KEEPRITE | CCH936GKA2* |  | EHD4X42A** | *8MX*0701716** | 36000 | 13 | 17.2 | 36600 | 9.2 | 22800 | 1 | HRCU-A-CB |  |  | 248 | 721 | Yes
5544357 | Active | Systems | SXT+ R410A HP | KEEPRITE | CCH936GKA2* |  | EHD4X42A** | *8MX*0902116** | 36800 | 13.2 | 17.7 | 37000 | 9.5 | 23000 | 1 | HRCU-A-CB |  |  | 246 | 699 | Yes
5544358 | Active | Systems | SXT+ R410A HP | KEEPRITE | CCH936GKA2* |  | EHD4X42A** | *8MX*1102120** | 36800 | 13.5 | 17.7 | 37000 | 9.5 | 23000 | 1 | HRCU-A-CB |  |  | 246 | 699 | Yes
5544677 | Active | Systems | SXT+ R410A HP | KEEPRITE | CCH936GKA2* |  | EHD4X42A** | *9MV*0601714A** | 36000 | 13.2 | 17.2 | 36000 | 9 | 22400 | 1 | HRCU-A-CB |  |  | 248 | 737 | Yes
5544678 | Active | Systems | SXT+ R410A HP | KEEPRITE | CCH936GKA2* |  | EHD4X42A** | *9MV*0801716A** | 36200 | 13.5 | 17.5 | 36000 | 9 | 22400 | 1 | HRCU-A-CB |  |  | 245 | 737 | Yes
5544679 | Active | Systems | SXT+ R410A HP | KEEPRITE | CCH936GKA2* |  | EHD4X42A** | *9MV*0802120A** | 36000 | 13.7 | 17.7 | 35800 | 9 | 22000 | 1 | HRCU-A-CB |  |  | 241 | 737 | Yes
5544681 | Active | Systems | SXT+ R410A HP | KEEPRITE | CCH936GKA2* |  | EHD4X42A** | *9MV*1002120A** | 35800 | 13.7 | 17.7 | 35800 | 9 | 22000 | 1 | HRCU-A-CB |  |  | 239 | 737 | Yes
5544682 | Active | Systems | SXT+ R410A HP | KEEPRITE | CCH936GKA2* |  | EHD4X42A** | *9MV*1202422A** | 36000 | 13.7 | 18 | 36000 | 9.5 | 22200 | 1 | HRCU-A-CB |  |  | 237 | 699 | Yes
5544600 | Active | Systems | SXT+ R410A HP | KEEPRITE | CCH936GKA2* |  | EHD4X42A** | *9MX*0601714A** | 36000 | 13 | 17.5 | 36600 | 9 | 22800 | 1 | HRCU-A-CB |  |  | 244 | 737 | Yes
5544601 | Active | Systems | SXT+ R410A HP | KEEPRITE | CCH936GKA2* |  | EHD4X42A** | *9MX*0801716A** | 35800 | 13 | 17.2 | 36400 | 9.5 | 22600 | 1 | HRCU-A-CB |  |  | 246 | 699 | Yes
5544733 | Active | Systems | SXT+ R410A HP | KEEPRITE | CCH936GKA2* |  | EHD4X42A** | MV08**14C* | 36600 | 13.7 | 18 | 36000 | 9 | 22400 | 1 | HRCU-A-CB |  |  | 241 | 737 | Yes
5544734 | Active | Systems | SXT+ R410A HP | KEEPRITE | CCH936GKA2* |  | EHD4X42A** | MV12**17C* | 36800 | 13.7 | 18 | 36400 | 9 | 22400 | 1 | HRCU-A-CB |  |  | 242 | 737 | Yes
5544735 | Active | Systems | SXT+ R410A HP | KEEPRITE | CCH936GKA2* |  | EHD4X42A** | MV16**21C* | 36800 | 13.7 | 18.2 | 36000 | 9 | 22400 | 1 | HRCU-A-CB |  |  | 239 | 737 | Yes
5544736 | Active | Systems | SXT+ R410A HP | KEEPRITE | CCH936GKA2* |  | EHD4X42A** | MV20**24C* | 36600 | 13.7 | 18.2 | 36000 | 9 | 22400 | 1 | HRCU-A-CB |  |  | 238 | 737 | Yes
5544389 | Active | Systems | SXT+ R410A HP | KEEPRITE | CCH936GKA2* |  | EHD4X42A** | NOMV106D12* | 35600 | 13.2 | 17 | 36000 | 8.5 | 22400 | 1 | HRCU-A-CB |  |  | 248 | 781 | Yes
5544390 | Active | Systems | SXT+ R410A HP | KEEPRITE | CCH936GKA2* |  | EHD4X42A** | NOMV156E19* | 36600 | 13.2 | 17.2 | 36800 | 9 | 23000 | 1 | HRCU-A-CB |  |  | 252 | 737 | Yes
5691801 | Active | Systems | SXT+ R410A HP | KEEPRITE | CCH936GKA2* |  | EHD4X42A** | OLV098A12* | 35600 | 12.7 | 17.2 | 36400 | 8.5 | 22800 | 1 | HRCU-A-CB |  |  | 245 | 781 | Yes
5544455 | Active | Systems | SXT+ R410A HP | KEEPRITE | CCH936GKA2* |  | EHD4X42A** | OLV112A16A | 36600 | 12.5 | 17.2 | 37400 | 9.5 | 23600 | 1 | HRCU-A-CB |  |  | 252 | 699 | Yes
5544456 | Active | Systems | SXT+ R410A HP | KEEPRITE | CCH936GKA2* |  | EHD4X42A** | OLV154F20A | 37000 | 13.5 | 18 | 37000 | 9.5 | 23000 | 1 | HRCU-A-CB |  |  | 243 | 699 | Yes
5691791 | Active | Systems | SXT+ R410A HP | KEEPRITE | CCH936GKA2* |  | EHD4X42A** | OMV098J12* | 35800 | 12.7 | 17.5 | 36600 | 9 | 22800 | 1 | HRCU-A-CB |  |  | 242 | 737 | Yes
5544454 | Active | Systems | SXT+ R410A HP | KEEPRITE | CCH936GKA2* |  | EHD4X42A** | OMV112K14A | 36400 | 12.7 | 17.5 | 37000 | 9.5 | 23400 | 1 | HRCU-A-CB |  |  | 246 | 699 | Yes
5544617 | Active | Systems | SXT+ R410A HP | KEEPRITE | CCH936GKA2* |  | EHD4X42A** | OMV154L20A | 36000 | 13.5 | 18 | 36000 | 9.5 | 22400 | 1 | HRCU-A-CB |  |  | 237 | 699 | Yes
5544510 | Active | Systems | SXT+ R410A HP | KEEPRITE | CCH936GKA2* |  | EHD4X42A**+WALLCON | *8MV*0701412** | 36200 | 13 | 17.7 | 36800 | 9.5 | 23000 | 1 | HRCU-A-CB |  |  | 242 | 699 | Yes
5544511 | Active | Systems | SXT+ R410A HP | KEEPRITE | CCH936GKA2* |  | EHD4X42A**+WALLCON | *8MV*0901716** | 36400 | 13.5 | 18.2 | 36600 | 9.5 | 22800 | 1 | HRCU-A-CB |  |  | 237 | 699 | Yes
5544512 | Active | Systems | SXT+ R410A HP | KEEPRITE | CCH936GKA2* |  | EHD4X42A**+WALLCON | *8MV*1102120** | 36600 | 13.5 | 18 | 36600 | 9.5 | 22800 | 1 | HRCU-A-CB |  |  | 241 | 699 | Yes
5544513 | Active | Systems | SXT+ R410A HP | KEEPRITE | CCH936GKA2* |  | EHD4X42A**+WALLCON | *8MV*1352422** | 36600 | 13.5 | 18.2 | 36600 | 9.5 | 22600 | 1 | HRCU-A-CB |  |  | 238 | 699 | Yes
5544566 | Active | Systems | SXT+ R410A HP | KEEPRITE | CCH936GKA2* |  | EHD4X42A**+WALLCON | *9MA*0601714A** | 36000 | 12.5 | 17.2 | 37200 | 9.2 | 23600 | 1 | HRCU-A-CB |  |  | 248 | 721 | Yes
5544567 | Active | Systems | SXT+ R410A HP | KEEPRITE | CCH936GKA2* |  | EHD4X42A**+WALLCON | *9MA*0801714A** | 36200 | 13 | 17.5 | 37400 | 9.5 | 23400 | 1 | HRCU-A-CB |  |  | 245 | 699 | Yes
5544568 | Active | Systems | SXT+ R410A HP | KEEPRITE | CCH936GKA2* |  | EHD4X42A**+WALLCON | *9MA*1202422A** | 36400 | 13.2 | 17.7 | 37200 | 9.5 | 23000 | 1 | HRCU-A-CB |  |  | 243 | 699 | Yes
5544359 | Active | Systems | SXT+ R410A HP | KEEPRITE | CCH936GKA2* |  | EHD4X48A** | *8MX*0451408** | 36000 | 12.7 | 17.5 | 37000 | 9 | 23200 | 1 | HRCU-A-CB |  |  | 244 | 737 | Yes
5544530 | Active | Systems | SXT+ R410A HP | KEEPRITE | CCH936GKA2* |  | EHD4X48A** | *8MX*0701716** | 36000 | 13 | 17.2 | 36600 | 9.2 | 22800 | 1 | HRCU-A-CB |  |  | 248 | 721 | Yes
5544360 | Active | Systems | SXT+ R410A HP | KEEPRITE | CCH936GKA2* |  | EHD4X48A** | *8MX*0902116** | 37000 | 13.5 | 17.7 | 37000 | 9.5 | 23000 | 1 | HRCU-A-CB |  |  | 248 | 699 | Yes
5544361 | Active | Systems | SXT+ R410A HP | KEEPRITE | CCH936GKA2* |  | EHD4X48A** | *8MX*1102120** | 37000 | 13.5 | 17.7 | 37000 | 9.5 | 23000 | 1 | HRCU-A-CB |  |  | 248 | 699 | Yes
5544683 | Active | Systems | SXT+ R410A HP | KEEPRITE | CCH936GKA2* |  | EHD4X48A** | *9MV*0601714A** | 36000 | 13.2 | 17.2 | 36000 | 9 | 22400 | 1 | HRCU-A-CB |  |  | 248 | 737 | Yes
5544684 | Active | Systems | SXT+ R410A HP | KEEPRITE | CCH936GKA2* |  | EHD4X48A** | *9MV*0801716A** | 36200 | 13.5 | 17.7 | 36000 | 9 | 22400 | 1 | HRCU-A-CB |  |  | 242 | 737 | Yes
5544685 | Active | Systems | SXT+ R410A HP | KEEPRITE | CCH936GKA2* |  | EHD4X48A** | *9MV*0802120A** | 36000 | 13.7 | 17.7 | 36000 | 9 | 22000 | 1 | HRCU-A-CB |  |  | 241 | 737 | Yes
5544686 | Active | Systems | SXT+ R410A HP | KEEPRITE | CCH936GKA2* |  | EHD4X48A** | *9MV*1002120A** | 36000 | 13.7 | 17.7 | 35800 | 9 | 22000 | 1 | HRCU-A-CB |  |  | 241 | 737 | Yes
5544688 | Active | Systems | SXT+ R410A HP | KEEPRITE | CCH936GKA2* |  | EHD4X48A** | *9MV*1202422A** | 36200 | 13.7 | 18 | 36000 | 9.5 | 22200 | 1 | HRCU-A-CB |  |  | 238 | 699 | Yes
5544602 | Active | Systems | SXT+ R410A HP | KEEPRITE | CCH936GKA2* |  | EHD4X48A** | *9MX*0601714A** | 36000 | 13 | 17.5 | 36600 | 9 | 22800 | 1 | HRCU-A-CB |  |  | 244 | 737 | Yes
5544603 | Active | Systems | SXT+ R410A HP | KEEPRITE | CCH936GKA2* |  | EHD4X48A** | *9MX*0801716A** | 36000 | 13 | 17.2 | 36600 | 9.2 | 22800 | 1 | HRCU-A-CB |  |  | 248 | 721 | Yes
5544737 | Active | Systems | SXT+ R410A HP | KEEPRITE | CCH936GKA2* |  | EHD4X48A** | MV08**14C* | 36600 | 13.7 | 18 | 36000 | 9 | 22400 | 1 | HRCU-A-CB |  |  | 241 | 737 | Yes
5544739 | Active | Systems | SXT+ R410A HP | KEEPRITE | CCH936GKA2* |  | EHD4X48A** | MV12**17C* | 37000 | 13.7 | 18.2 | 36400 | 9 | 22600 | 1 | HRCU-A-CB |  |  | 241 | 737 | Yes
5544740 | Active | Systems | SXT+ R410A HP | KEEPRITE | CCH936GKA2* |  | EHD4X48A** | MV16**21C* | 37000 | 14 | 18.2 | 36400 | 9 | 22400 | 1 | HRCU-A-CB |  |  | 241 | 737 | Yes
5544741 | Active | Systems | SXT+ R410A HP | KEEPRITE | CCH936GKA2* |  | EHD4X48A** | MV20**24C* | 36800 | 14 | 18.2 | 36000 | 9 | 22400 | 1 | HRCU-A-CB |  |  | 239 | 737 | Yes
5544391 | Active | Systems | SXT+ R410A HP | KEEPRITE | CCH936GKA2* |  | EHD4X48A** | NOMV106D12* | 35800 | 13.2 | 17.2 | 36000 | 8.5 | 22400 | 1 | HRCU-A-CB |  |  | 246 | 781 | Yes
5544392 | Active | Systems | SXT+ R410A HP | KEEPRITE | CCH936GKA2* |  | EHD4X48A** | NOMV156E19* | 36800 | 13.2 | 17.2 | 37000 | 9 | 23000 | 1 | HRCU-A-CB |  |  | 253 | 737 | Yes
5691812 | Active | Systems | SXT+ R410A HP | KEEPRITE | CCH936GKA2* |  | EHD4X48A** | OLV098A12* | 35800 | 13 | 17.2 | 36600 | 8.5 | 22800 | 1 | HRCU-A-CB |  |  | 246 | 781 | Yes
5544460 | Active | Systems | SXT+ R410A HP | KEEPRITE | CCH936GKA2* |  | EHD4X48A** | OLV112A16A | 36800 | 12.5 | 17.2 | 37400 | 9.5 | 23600 | 1 | HRCU-A-CB |  |  | 253 | 699 | Yes
5544461 | Active | Systems | SXT+ R410A HP | KEEPRITE | CCH936GKA2* |  | EHD4X48A** | OLV154F20A | 37000 | 13.5 | 18 | 37000 | 9.5 | 23200 | 1 | HRCU-A-CB |  |  | 243 | 699 | Yes
5691811 | Active | Systems | SXT+ R410A HP | KEEPRITE | CCH936GKA2* |  | EHD4X48A** | OMV098J12* | 36000 | 13 | 17.7 | 36600 | 9 | 22800 | 1 | HRCU-A-CB |  |  | 241 | 737 | Yes
5544459 | Active | Systems | SXT+ R410A HP | KEEPRITE | CCH936GKA2* |  | EHD4X48A** | OMV112K14A | 36600 | 12.7 | 17.5 | 37400 | 9.5 | 23400 | 1 | HRCU-A-CB |  |  | 248 | 699 | Yes
5544618 | Active | Systems | SXT+ R410A HP | KEEPRITE | CCH936GKA2* |  | EHD4X48A** | OMV154L20A | 36200 | 13.5 | 18 | 36400 | 9.5 | 22400 | 1 | HRCU-A-CB |  |  | 238 | 699 | Yes
5544514 | Active | Systems | SXT+ R410A HP | KEEPRITE | CCH936GKA2* |  | EHD4X48A**+WALLCON | *8MV*0701412** | 36400 | 13 | 17.7 | 37000 | 9.5 | 23000 | 1 | HRCU-A-CB |  |  | 243 | 699 | Yes
5544515 | Active | Systems | SXT+ R410A HP | KEEPRITE | CCH936GKA2* |  | EHD4X48A**+WALLCON | *8MV*0901716** | 36600 | 13.5 | 18.2 | 36800 | 9.5 | 22800 | 1 | HRCU-A-CB |  |  | 238 | 699 | Yes
5544516 | Active | Systems | SXT+ R410A HP | KEEPRITE | CCH936GKA2* |  | EHD4X48A**+WALLCON | *8MV*1102120** | 36600 | 13.5 | 18.2 | 36600 | 9.5 | 22800 | 1 | HRCU-A-CB |  |  | 238 | 699 | Yes
5544517 | Active | Systems | SXT+ R410A HP | KEEPRITE | CCH936GKA2* |  | EHD4X48A**+WALLCON | *8MV*1352422** | 36800 | 13.7 | 18.2 | 36600 | 9.5 | 22600 | 1 | HRCU-A-CB |  |  | 239 | 699 | Yes
5544569 | Active | Systems | SXT+ R410A HP | KEEPRITE | CCH936GKA2* |  | EHD4X48A**+WALLCON | *9MA*0601714A** | 36200 | 12.7 | 17.2 | 37200 | 9.2 | 23600 | 1 | HRCU-A-CB |  |  | 249 | 721 | Yes
5544570 | Active | Systems | SXT+ R410A HP | KEEPRITE | CCH936GKA2* |  | EHD4X48A**+WALLCON | *9MA*0801714A** | 36400 | 13 | 17.7 | 37400 | 9.5 | 23400 | 1 | HRCU-A-CB |  |  | 243 | 699 | Yes
5544571 | Active | Systems | SXT+ R410A HP | KEEPRITE | CCH936GKA2* |  | EHD4X48A**+WALLCON | *9MA*1202422A** | 36600 | 13.5 | 18 | 37000 | 9.5 | 23200 | 1 | HRCU-A-CB |  |  | 241 | 699 | Yes
5544522 | Active | Systems | SXT+ R410A HP | KEEPRITE | CCH936GKA2* |  | EN(A,D)4X36*21** | *8MX*0701716** | 34800 | 12.5 | 16.5 | 36000 | 9 | 22600 | 1 | HRCU-A-CB |  |  | 250 | 737 | Yes
5544334 | Active | Systems | SXT+ R410A HP | KEEPRITE | CCH936GKA2* |  | EN(A,D)4X36*21** | *8MX*0902116** | 35600 | 13 | 17 | 36400 | 9 | 22800 | 1 | HRCU-A-CB |  |  | 248 | 737 | Yes
5544335 | Active | Systems | SXT+ R410A HP | KEEPRITE | CCH936GKA2* |  | EN(A,D)4X36*21** | *8MX*1102120** | 35400 | 13 | 17 | 36600 | 9.5 | 22600 | 1 | HRCU-A-CB |  |  | 247 | 699 | Yes
5544643 | Active | Systems | SXT+ R410A HP | KEEPRITE | CCH936GKA2* |  | EN(A,D)4X36*21** | *9MV*0601714A** | 34800 | 12.7 | 16.7 | 35800 | 9 | 22200 | 1 | HRCU-A-CB |  |  | 247 | 737 | Yes
5544644 | Active | Systems | SXT+ R410A HP | KEEPRITE | CCH936GKA2* |  | EN(A,D)4X36*21** | *9MV*0801716A** | 35000 | 13 | 17 | 35800 | 9 | 22200 | 1 | HRCU-A-CB |  |  | 244 | 737 | Yes
5544645 | Active | Systems | SXT+ R410A HP | KEEPRITE | CCH936GKA2* |  | EN(A,D)4X36*21** | *9MV*0802120A** | 34800 | 13.2 | 17.2 | 35400 | 9 | 21800 | 1 | HRCU-A-CB |  |  | 240 | 737 | Yes
5544646 | Active | Systems | SXT+ R410A HP | KEEPRITE | CCH936GKA2* |  | EN(A,D)4X36*21** | *9MV*1002120A** | 34600 | 13.2 | 17.2 | 35200 | 9 | 21800 | 1 | HRCU-A-CB |  |  | 238 | 737 | Yes
5544584 | Active | Systems | SXT+ R410A HP | KEEPRITE | CCH936GKA2* |  | EN(A,D)4X36*21** | *9MX*0601714A** | 34800 | 12.5 | 17 | 36000 | 8.5 | 22600 | 1 | HRCU-A-CB |  |  | 242 | 781 | Yes
5544585 | Active | Systems | SXT+ R410A HP | KEEPRITE | CCH936GKA2* |  | EN(A,D)4X36*21** | *9MX*0801716A** | 34800 | 12.7 | 16.7 | 36000 | 9 | 22400 | 1 | HRCU-A-CB |  |  | 247 | 737 | Yes
5544708 | Active | Systems | SXT+ R410A HP | KEEPRITE | CCH936GKA2* |  | EN(A,D)4X36*21** | MV12**17C* | 35800 | 13.2 | 17.5 | 36000 | 9 | 22400 | 1 | HRCU-A-CB |  |  | 242 | 737 | Yes
5544710 | Active | Systems | SXT+ R410A HP | KEEPRITE | CCH936GKA2* |  | EN(A,D)4X36*21** | MV16**21C* | 35800 | 13.5 | 17.7 | 36000 | 9 | 22200 | 1 | HRCU-A-CB |  |  | 239 | 737 | Yes
5544374 | Active | Systems | SXT+ R410A HP | KEEPRITE | CCH936GKA2* |  | EN(A,D)4X36*21** | NOMV156E19* | 35400 | 12.7 | 16.7 | 36400 | 8.5 | 22800 | 1 | HRCU-A-CB |  |  | 251 | 781 | Yes
5691686 | Active | Systems | SXT+ R410A HP | KEEPRITE | CCH936GKA2* |  | EN(A,D)4X36*21** | OLV098A12* | 34600 | 12.5 | 16.7 | 36000 | 8.5 | 22600 | 1 | HRCU-A-CB |  |  | 245 | 781 | Yes
5691684 | Active | Systems | SXT+ R410A HP | KEEPRITE | CCH936GKA2* |  | EN(A,D)4X36*21** | OMV098J12* | 34800 | 12.5 | 17 | 36000 | 8.5 | 22600 | 1 | HRCU-A-CB |  |  | 242 | 781 | Yes
5544484 | Active | Systems | SXT+ R410A HP | KEEPRITE | CCH936GKA2* |  | EN(A,D)4X36*21**+WALLCON | *8MV*0901716** | 35400 | 13 | 17.5 | 36000 | 9.2 | 22600 | 1 | HRCU-A-CB |  |  | 240 | 721 | Yes
5544485 | Active | Systems | SXT+ R410A HP | KEEPRITE | CCH936GKA2* |  | EN(A,D)4X36*21**+WALLCON | *8MV*1102120** | 35400 | 13 | 17.5 | 36000 | 9 | 22600 | 1 | HRCU-A-CB |  |  | 240 | 737 | Yes
5544607 | Active | Systems | SXT+ R410A HP | KEEPRITE | CCH936GKA2* |  | EN(A,D)4X36*21**+WALLCON | *9MA*0602120A** | 35200 | 12.7 | 16.7 | 36000 | 9 | 23200 | 1 | HRCU-A-CB |  |  | 250 | 737 | Yes
5544546 | Active | Systems | SXT+ R410A HP | KEEPRITE | CCH936GKA2* |  | EN(A,D)4X36*21**+WALLCON | *9MA*0801714A** | 35000 | 12.5 | 17 | 36800 | 9 | 23200 | 1 | HRCU-A-CB |  |  | 244 | 737 | Yes
5544608 | Active | Systems | SXT+ R410A HP | KEEPRITE | CCH936GKA2* |  | EN(A,D)4X36*21**+WALLCON | *9MA*0802120A** | 35400 | 13 | 17.2 | 36000 | 9 | 23000 | 1 | HRCU-A-CB |  |  | 244 | 737 | Yes
5544609 | Active | Systems | SXT+ R410A HP | KEEPRITE | CCH936GKA2* |  | EN(A,D)4X36*21**+WALLCON | *9MA*1002122A** | 35400 | 13 | 17 | 35800 | 9 | 22800 | 1 | HRCU-A-CB |  |  | 247 | 737 | Yes
5544341 | Active | Systems | SXT+ R410A HP | KEEPRITE | CCH936GKA2* |  | EN(A,D)4X48*24** | *8MX*0902116** | 36800 | 13.2 | 17.7 | 37000 | 9.5 | 23000 | 1 | HRCU-A-CB |  |  | 246 | 699 | Yes
5544342 | Active | Systems | SXT+ R410A HP | KEEPRITE | CCH936GKA2* |  | EN(A,D)4X48*24** | *8MX*1102120** | 36800 | 13.5 | 17.7 | 37000 | 9.5 | 23000 | 1 | HRCU-A-CB |  |  | 246 | 699 | Yes
5544657 | Active | Systems | SXT+ R410A HP | KEEPRITE | CCH936GKA2* |  | EN(A,D)4X48*24** | *9MV*0802120A** | 36000 | 13.7 | 17.7 | 36000 | 9 | 22000 | 1 | HRCU-A-CB |  |  | 241 | 737 | Yes
5544658 | Active | Systems | SXT+ R410A HP | KEEPRITE | CCH936GKA2* |  | EN(A,D)4X48*24** | *9MV*1002120A** | 35800 | 13.7 | 17.7 | 36000 | 9 | 22000 | 1 | HRCU-A-CB |  |  | 239 | 737 | Yes
5544659 | Active | Systems | SXT+ R410A HP | KEEPRITE | CCH936GKA2* |  | EN(A,D)4X48*24** | *9MV*1202422A** | 36200 | 13.7 | 18 | 36000 | 9.5 | 22200 | 1 | HRCU-A-CB |  |  | 238 | 699 | Yes
5544718 | Active | Systems | SXT+ R410A HP | KEEPRITE | CCH936GKA2* |  | EN(A,D)4X48*24** | MV16**21C* | 36800 | 14 | 18.2 | 36000 | 9 | 22400 | 1 | HRCU-A-CB |  |  | 239 | 737 | Yes
5544719 | Active | Systems | SXT+ R410A HP | KEEPRITE | CCH936GKA2* |  | EN(A,D)4X48*24** | MV20**24C* | 36600 | 14 | 18.2 | 36000 | 9 | 22200 | 1 | HRCU-A-CB |  |  | 238 | 737 | Yes
5544380 | Active | Systems | SXT+ R410A HP | KEEPRITE | CCH936GKA2* |  | EN(A,D)4X48*24** | NOMV156E19* | 36400 | 13.2 | 17.2 | 36800 | 9 | 22800 | 1 | HRCU-A-CB |  |  | 251 | 737 | Yes
5544430 | Active | Systems | SXT+ R410A HP | KEEPRITE | CCH936GKA2* |  | EN(A,D)4X48*24** | OLV112A16A | 36600 | 12.5 | 17.2 | 37600 | 9.5 | 23600 | 1 | HRCU-A-CB |  |  | 252 | 798 | Yes
5544615 | Active | Systems | SXT+ R410A HP | KEEPRITE | CCH936GKA2* |  | EN(A,D)4X48*24** | OMV154L20A | 36000 | 13.5 | 18 | 36000 | 9.5 | 22400 | 1 | HRCU-A-CB |  |  | 237 | 699 | Yes
5544492 | Active | Systems | SXT+ R410A HP | KEEPRITE | CCH936GKA2* |  | EN(A,D)4X48*24**+WALLCON | *8MV*1102120** | 36400 | 13.5 | 18.2 | 36600 | 9.5 | 22600 | 1 | HRCU-A-CB |  |  | 237 | 699 | Yes
5544493 | Active | Systems | SXT+ R410A HP | KEEPRITE | CCH936GKA2* |  | EN(A,D)4X48*24**+WALLCON | *8MV*1352422** | 36400 | 13.7 | 18.2 | 36400 | 9.5 | 22600 | 1 | HRCU-A-CB |  |  | 237 | 699 | Yes
5544553 | Active | Systems | SXT+ R410A HP | KEEPRITE | CCH936GKA2* |  | EN(A,D)4X48*24**+WALLCON | *9MA*1202422A** | 36400 | 13.5 | 18 | 37000 | 9.5 | 23000 | 1 | HRCU-A-CB |  |  | 239 | 699 | Yes
5544521 | Active | Systems | SXT+ R410A HP | KEEPRITE | CCH936GKA2* |  | EN(A,D,W)4X36*17** | *8MX*0701716** | 34800 | 12.5 | 16.5 | 36000 | 9 | 22600 | 1 | HRCU-A-CB |  |  | 250 | 737 | Yes
5544641 | Active | Systems | SXT+ R410A HP | KEEPRITE | CCH936GKA2* |  | EN(A,D,W)4X36*17** | *9MV*0601714A** | 34800 | 12.7 | 16.7 | 35800 | 9 | 22200 | 1 | HRCU-A-CB |  |  | 247 | 737 | Yes
5544642 | Active | Systems | SXT+ R410A HP | KEEPRITE | CCH936GKA2* |  | EN(A,D,W)4X36*17** | *9MV*0801716A** | 35000 | 13 | 17 | 35800 | 9 | 22000 | 1 | HRCU-A-CB |  |  | 244 | 737 | Yes
5544582 | Active | Systems | SXT+ R410A HP | KEEPRITE | CCH936GKA2* |  | EN(A,D,W)4X36*17** | *9MX*0601714A** | 34800 | 12.5 | 17 | 36000 | 8.5 | 22600 | 1 | HRCU-A-CB |  |  | 242 | 781 | Yes
5544583 | Active | Systems | SXT+ R410A HP | KEEPRITE | CCH936GKA2* |  | EN(A,D,W)4X36*17** | *9MX*0801716A** | 34800 | 12.7 | 16.7 | 36000 | 9 | 22400 | 1 | HRCU-A-CB |  |  | 247 | 737 | Yes
5544706 | Active | Systems | SXT+ R410A HP | KEEPRITE | CCH936GKA2* |  | EN(A,D,W)4X36*17** | MV08**14C* | 35400 | 13.2 | 17.2 | 36000 | 9 | 22200 | 1 | HRCU-A-CB |  |  | 244 | 737 | Yes
5544707 | Active | Systems | SXT+ R410A HP | KEEPRITE | CCH936GKA2* |  | EN(A,D,W)4X36*17** | MV12**17C* | 35800 | 13.2 | 17.5 | 36000 | 9 | 22400 | 1 | HRCU-A-CB |  |  | 242 | 737 | Yes
5691678 | Active | Systems | SXT+ R410A HP | KEEPRITE | CCH936GKA2* |  | EN(A,D,W)4X36*17** | OLV098A12* | 34600 | 12.5 | 16.7 | 36000 | 8.5 | 22600 | 1 | HRCU-A-CB |  |  | 245 | 781 | Yes
5544482 | Active | Systems | SXT+ R410A HP | KEEPRITE | CCH936GKA2* |  | EN(A,D,W)4X36*17**+WALLCON | *8MV*0701412** | 35200 | 12.5 | 17.2 | 36400 | 9 | 22800 | 1 | HRCU-A-CB |  |  | 242 | 737 | Yes
5544483 | Active | Systems | SXT+ R410A HP | KEEPRITE | CCH936GKA2* |  | EN(A,D,W)4X36*17**+WALLCON | *8MV*0901716** | 35400 | 13 | 17.5 | 36000 | 9 | 22600 | 1 | HRCU-A-CB |  |  | 240 | 737 | Yes
5544544 | Active | Systems | SXT+ R410A HP | KEEPRITE | CCH936GKA2* |  | EN(A,D,W)4X36*17**+WALLCON | *9MA*0801714A** | 35000 | 12.5 | 16.7 | 37000 | 9 | 23200 | 1 | HRCU-A-CB |  |  | 248 | 737 | Yes
5544524 | Active | Systems | SXT+ R410A HP | KEEPRITE | CCH936GKA2* |  | EN(A,D,W)4X42*21** | *8MX*0701716** | 35200 | 12.7 | 16.7 | 36000 | 9 | 22600 | 1 | HRCU-A-CB |  |  | 250 | 737 | Yes
5544337 | Active | Systems | SXT+ R410A HP | KEEPRITE | CCH936GKA2* |  | EN(A,D,W)4X42*21** | *8MX*0902116** | 36000 | 13 | 17.2 | 36600 | 9.2 | 22800 | 1 | HRCU-A-CB |  |  | 248 | 721 | Yes
5544338 | Active | Systems | SXT+ R410A HP | KEEPRITE | CCH936GKA2* |  | EN(A,D,W)4X42*21** | *8MX*1102120** | 36000 | 13.2 | 17.2 | 36600 | 9.5 | 22800 | 1 | HRCU-A-CB |  |  | 248 | 699 | Yes
5544649 | Active | Systems | SXT+ R410A HP | KEEPRITE | CCH936GKA2* |  | EN(A,D,W)4X42*21** | *9MV*0601714A** | 35200 | 13 | 17 | 36000 | 9 | 22200 | 1 | HRCU-A-CB |  |  | 245 | 737 | Yes
5544650 | Active | Systems | SXT+ R410A HP | KEEPRITE | CCH936GKA2* |  | EN(A,D,W)4X42*21** | *9MV*0801716A** | 35400 | 13.2 | 17.2 | 36000 | 9 | 22200 | 1 | HRCU-A-CB |  |  | 244 | 737 | Yes
5544651 | Active | Systems | SXT+ R410A HP | KEEPRITE | CCH936GKA2* |  | EN(A,D,W)4X42*21** | *9MV*0802120A** | 35200 | 13.2 | 17.5 | 35600 | 9 | 21800 | 1 | HRCU-A-CB |  |  | 238 | 737 | Yes
5544652 | Active | Systems | SXT+ R410A HP | KEEPRITE | CCH936GKA2* |  | EN(A,D,W)4X42*21** | *9MV*1002120A** | 35000 | 13.2 | 17.2 | 35400 | 9 | 21800 | 1 | HRCU-A-CB |  |  | 241 | 737 | Yes
5544588 | Active | Systems | SXT+ R410A HP | KEEPRITE | CCH936GKA2* |  | EN(A,D,W)4X42*21** | *9MX*0601714A** | 35200 | 12.7 | 17.2 | 36000 | 9 | 22600 | 1 | HRCU-A-CB |  |  | 242 | 737 | Yes
5544589 | Active | Systems | SXT+ R410A HP | KEEPRITE | CCH936GKA2* |  | EN(A,D,W)4X42*21** | *9MX*0801716A** | 35200 | 12.7 | 17 | 36000 | 9 | 22600 | 1 | HRCU-A-CB |  |  | 245 | 737 | Yes
5544713 | Active | Systems | SXT+ R410A HP | KEEPRITE | CCH936GKA2* |  | EN(A,D,W)4X42*21** | MV12**17C* | 36200 | 13.5 | 17.7 | 36000 | 9 | 22400 | 1 | HRCU-A-CB |  |  | 242 | 737 | Yes
5544714 | Active | Systems | SXT+ R410A HP | KEEPRITE | CCH936GKA2* |  | EN(A,D,W)4X42*21** | MV16**21C* | 36200 | 13.7 | 17.7 | 36000 | 9 | 22400 | 1 | HRCU-A-CB |  |  | 242 | 737 | Yes
5544376 | Active | Systems | SXT+ R410A HP | KEEPRITE | CCH936GKA2* |  | EN(A,D,W)4X42*21** | NOMV106D12* | 35000 | 13 | 16.7 | 36000 | 8.5 | 22400 | 1 | HRCU-A-CB |  |  | 248 | 781 | Yes
5544377 | Active | Systems | SXT+ R410A HP | KEEPRITE | CCH936GKA2* |  | EN(A,D,W)4X42*21** | NOMV156E19* | 35800 | 13 | 17 | 36600 | 8.5 | 22800 | 1 | HRCU-A-CB |  |  | 249 | 781 | Yes
5691714 | Active | Systems | SXT+ R410A HP | KEEPRITE | CCH936GKA2* |  | EN(A,D,W)4X42*21** | OLV098A12* | 35000 | 12.5 | 16.7 | 36000 | 8.5 | 22600 | 1 | HRCU-A-CB |  |  | 248 | 781 | Yes
5691708 | Active | Systems | SXT+ R410A HP | KEEPRITE | CCH936GKA2* |  | EN(A,D,W)4X42*21** | OMV098J12* | 35200 | 12.5 | 17.2 | 36400 | 9 | 22800 | 1 | HRCU-A-CB |  |  | 242 | 737 | Yes
5544424 | Active | Systems | SXT+ R410A HP | KEEPRITE | CCH936GKA2* |  | EN(A,D,W)4X42*21** | OMV112K14A | 35800 | 12.5 | 17 | 37000 | 9.2 | 23200 | 1 | HRCU-A-CB |  |  | 249 | 721 | Yes
5544488 | Active | Systems | SXT+ R410A HP | KEEPRITE | CCH936GKA2* |  | EN(A,D,W)4X42*21**+WALLCON | *8MV*0901716** | 35800 | 13.2 | 17.7 | 36400 | 9.5 | 22600 | 1 | HRCU-A-CB |  |  | 239 | 699 | Yes
5544489 | Active | Systems | SXT+ R410A HP | KEEPRITE | CCH936GKA2* |  | EN(A,D,W)4X42*21**+WALLCON | *8MV*1102120** | 35800 | 13.2 | 17.7 | 36400 | 9.5 | 22600 | 1 | HRCU-A-CB |  |  | 239 | 699 | Yes
5544549 | Active | Systems | SXT+ R410A HP | KEEPRITE | CCH936GKA2* |  | EN(A,D,W)4X42*21**+WALLCON | *9MA*0601714A** | 35400 | 12.5 | 17 | 36800 | 9 | 23600 | 1 | HRCU-A-CB |  |  | 247 | 737 | Yes
5544550 | Active | Systems | SXT+ R410A HP | KEEPRITE | CCH936GKA2* |  | EN(A,D,W)4X42*21**+WALLCON | *9MA*0801714A** | 35400 | 12.5 | 17.2 | 37000 | 9 | 23200 | 1 | HRCU-A-CB |  |  | 244 | 737 | Yes
5544525 | Active | Systems | SXT+ R410A HP | KEEPRITE | CCH936GKA2* |  | EN(A,D,W)4X48*21** | *8MX*0701716** | 36000 | 13 | 17.2 | 36600 | 9.2 | 22800 | 1 | HRCU-A-CB |  |  | 248 | 721 | Yes
5544339 | Active | Systems | SXT+ R410A HP | KEEPRITE | CCH936GKA2* |  | EN(A,D,W)4X48*21** | *8MX*0902116** | 36800 | 13.2 | 17.7 | 37000 | 9.5 | 23000 | 1 | HRCU-A-CB |  |  | 246 | 699 | Yes
5544340 | Active | Systems | SXT+ R410A HP | KEEPRITE | CCH936GKA2* |  | EN(A,D,W)4X48*21** | *8MX*1102120** | 36800 | 13.5 | 17.7 | 37000 | 9.5 | 23000 | 1 | HRCU-A-CB |  |  | 246 | 699 | Yes
5544653 | Active | Systems | SXT+ R410A HP | KEEPRITE | CCH936GKA2* |  | EN(A,D,W)4X48*21** | *9MV*0601714A** | 35800 | 13.2 | 17.2 | 36000 | 9 | 22400 | 1 | HRCU-A-CB |  |  | 246 | 737 | Yes
5544654 | Active | Systems | SXT+ R410A HP | KEEPRITE | CCH936GKA2* |  | EN(A,D,W)4X48*21** | *9MV*0801716A** | 36000 | 13.5 | 17.5 | 36000 | 9 | 22400 | 1 | HRCU-A-CB |  |  | 244 | 737 | Yes
5544655 | Active | Systems | SXT+ R410A HP | KEEPRITE | CCH936GKA2* |  | EN(A,D,W)4X48*21** | *9MV*0802120A** | 36000 | 13.7 | 17.7 | 36000 | 9 | 22000 | 1 | HRCU-A-CB |  |  | 241 | 737 | Yes
5544656 | Active | Systems | SXT+ R410A HP | KEEPRITE | CCH936GKA2* |  | EN(A,D,W)4X48*21** | *9MV*1002120A** | 35800 | 13.7 | 17.7 | 36000 | 9 | 22000 | 1 | HRCU-A-CB |  |  | 239 | 737 | Yes
5544590 | Active | Systems | SXT+ R410A HP | KEEPRITE | CCH936GKA2* |  | EN(A,D,W)4X48*21** | *9MX*0601714A** | 35800 | 13 | 17.5 | 36600 | 9 | 22800 | 1 | HRCU-A-CB |  |  | 242 | 737 | Yes
5544591 | Active | Systems | SXT+ R410A HP | KEEPRITE | CCH936GKA2* |  | EN(A,D,W)4X48*21** | *9MX*0801716A** | 35800 | 13 | 17.2 | 36600 | 9.2 | 22600 | 1 | HRCU-A-CB |  |  | 246 | 721 | Yes
5544716 | Active | Systems | SXT+ R410A HP | KEEPRITE | CCH936GKA2* |  | EN(A,D,W)4X48*21** | MV12**17C* | 36800 | 13.7 | 18.2 | 36000 | 9 | 22400 | 1 | HRCU-A-CB |  |  | 239 | 737 | Yes
5544717 | Active | Systems | SXT+ R410A HP | KEEPRITE | CCH936GKA2* |  | EN(A,D,W)4X48*21** | MV16**21C* | 36800 | 14 | 18.2 | 36000 | 9 | 22400 | 1 | HRCU-A-CB |  |  | 239 | 737 | Yes
5544378 | Active | Systems | SXT+ R410A HP | KEEPRITE | CCH936GKA2* |  | EN(A,D,W)4X48*21** | NOMV106D12* | 35600 | 13.2 | 17.2 | 36000 | 8.5 | 22400 | 1 | HRCU-A-CB |  |  | 245 | 781 | Yes
5544379 | Active | Systems | SXT+ R410A HP | KEEPRITE | CCH936GKA2* |  | EN(A,D,W)4X48*21** | NOMV156E19* | 36400 | 13.2 | 17.2 | 36800 | 9 | 22800 | 1 | HRCU-A-CB |  |  | 251 | 737 | Yes
5691734 | Active | Systems | SXT+ R410A HP | KEEPRITE | CCH936GKA2* |  | EN(A,D,W)4X48*21** | OLV098A12* | 35600 | 13 | 17.2 | 36400 | 8.5 | 22600 | 1 | HRCU-A-CB |  |  | 245 | 781 | Yes
5544429 | Active | Systems | SXT+ R410A HP | KEEPRITE | CCH936GKA2* |  | EN(A,D,W)4X48*21** | OLV112A16A | 36600 | 12.5 | 17.2 | 37600 | 9.5 | 23600 | 1 | HRCU-A-CB |  |  | 252 | 798 | Yes
5691725 | Active | Systems | SXT+ R410A HP | KEEPRITE | CCH936GKA2* |  | EN(A,D,W)4X48*21** | OMV098J12* | 35800 | 13 | 17.5 | 36600 | 9 | 22800 | 1 | HRCU-A-CB |  |  | 242 | 737 | Yes
5544428 | Active | Systems | SXT+ R410A HP | KEEPRITE | CCH936GKA2* |  | EN(A,D,W)4X48*21** | OMV112K14A | 36400 | 13 | 17.7 | 37000 | 9.5 | 23200 | 1 | HRCU-A-CB |  |  | 243 | 699 | Yes
5544490 | Active | Systems | SXT+ R410A HP | KEEPRITE | CCH936GKA2* |  | EN(A,D,W)4X48*21**+WALLCON | *8MV*0901716** | 36400 | 13.5 | 18.2 | 36600 | 9.5 | 22600 | 1 | HRCU-A-CB |  |  | 237 | 699 | Yes
5544491 | Active | Systems | SXT+ R410A HP | KEEPRITE | CCH936GKA2* |  | EN(A,D,W)4X48*21**+WALLCON | *8MV*1102120** | 36400 | 13.5 | 18.2 | 36600 | 9.5 | 22600 | 1 | HRCU-A-CB |  |  | 237 | 699 | Yes
5544551 | Active | Systems | SXT+ R410A HP | KEEPRITE | CCH936GKA2* |  | EN(A,D,W)4X48*21**+WALLCON | *9MA*0601714A** | 36000 | 12.7 | 17.2 | 37200 | 9.2 | 23600 | 1 | HRCU-A-CB |  |  | 248 | 721 | Yes
5544552 | Active | Systems | SXT+ R410A HP | KEEPRITE | CCH936GKA2* |  | EN(A,D,W)4X48*21**+WALLCON | *9MA*0801714A** | 36200 | 13 | 17.5 | 37200 | 9.5 | 23400 | 1 | HRCU-A-CB |  |  | 245 | 699 | Yes
5544336 | Active | Systems | SXT+ R410A HP | KEEPRITE | CCH936GKA2* |  | END4X42*17** | *8MX*0451408** | 35400 | 12.5 | 17.2 | 36800 | 9 | 23000 | 1 | HRCU-A-CB |  |  | 244 | 737 | Yes
5544523 | Active | Systems | SXT+ R410A HP | KEEPRITE | CCH936GKA2* |  | END4X42*17** | *8MX*0701716** | 35400 | 12.7 | 17 | 36400 | 9.2 | 22800 | 1 | HRCU-A-CB |  |  | 247 | 721 | Yes
5544647 | Active | Systems | SXT+ R410A HP | KEEPRITE | CCH936GKA2* |  | END4X42*17** | *9MV*0601714A** | 35400 | 13 | 17 | 36000 | 9 | 22400 | 1 | HRCU-A-CB |  |  | 247 | 737 | Yes
5544648 | Active | Systems | SXT+ R410A HP | KEEPRITE | CCH936GKA2* |  | END4X42*17** | *9MV*0801716A** | 35600 | 13.2 | 17.2 | 36000 | 9 | 22200 | 1 | HRCU-A-CB |  |  | 245 | 737 | Yes
5544586 | Active | Systems | SXT+ R410A HP | KEEPRITE | CCH936GKA2* |  | END4X42*17** | *9MX*0601714A** | 35400 | 12.7 | 17.2 | 36400 | 9 | 22800 | 1 | HRCU-A-CB |  |  | 244 | 737 | Yes
5544587 | Active | Systems | SXT+ R410A HP | KEEPRITE | CCH936GKA2* |  | END4X42*17** | *9MX*0801716A** | 35400 | 13 | 17 | 36400 | 9.2 | 22600 | 1 | HRCU-A-CB |  |  | 247 | 721 | Yes
5544711 | Active | Systems | SXT+ R410A HP | KEEPRITE | CCH936GKA2* |  | END4X42*17** | MV08**14C* | 36200 | 13.5 | 17.7 | 36000 | 9 | 22400 | 1 | HRCU-A-CB |  |  | 242 | 737 | Yes
5544712 | Active | Systems | SXT+ R410A HP | KEEPRITE | CCH936GKA2* |  | END4X42*17** | MV12**17C* | 36400 | 13.5 | 17.7 | 36000 | 9 | 22400 | 1 | HRCU-A-CB |  |  | 243 | 737 | Yes
5544375 | Active | Systems | SXT+ R410A HP | KEEPRITE | CCH936GKA2* |  | END4X42*17** | NOMV106D12* | 35200 | 13 | 17 | 36000 | 8.5 | 22400 | 1 | HRCU-A-CB |  |  | 245 | 781 | Yes
5691705 | Active | Systems | SXT+ R410A HP | KEEPRITE | CCH936GKA2* |  | END4X42*17** | OLV098A12* | 35400 | 12.7 | 17 | 36400 | 8.5 | 22800 | 1 | HRCU-A-CB |  |  | 247 | 781 | Yes
5691698 | Active | Systems | SXT+ R410A HP | KEEPRITE | CCH936GKA2* |  | END4X42*17** | OMV098J12* | 35400 | 12.5 | 17.2 | 36600 | 9 | 22800 | 1 | HRCU-A-CB |  |  | 244 | 737 | Yes
5544421 | Active | Systems | SXT+ R410A HP | KEEPRITE | CCH936GKA2* |  | END4X42*17** | OMV112K14A | 36000 | 12.5 | 17.2 | 37000 | 9.2 | 23400 | 1 | HRCU-A-CB |  |  | 248 | 721 | Yes
5544486 | Active | Systems | SXT+ R410A HP | KEEPRITE | CCH936GKA2* |  | END4X42*17**+WALLCON | *8MV*0701412** | 35800 | 13 | 17.5 | 36800 | 9.2 | 23000 | 1 | HRCU-A-CB |  |  | 242 | 721 | Yes
5544487 | Active | Systems | SXT+ R410A HP | KEEPRITE | CCH936GKA2* |  | END4X42*17**+WALLCON | *8MV*0901716** | 36000 | 13.2 | 18 | 36600 | 9.5 | 22600 | 1 | HRCU-A-CB |  |  | 237 | 699 | Yes
5544547 | Active | Systems | SXT+ R410A HP | KEEPRITE | CCH936GKA2* |  | END4X42*17**+WALLCON | *9MA*0601714A** | 35600 | 12.5 | 17 | 37000 | 9 | 23600 | 1 | HRCU-A-CB |  |  | 248 | 737 | Yes
5544548 | Active | Systems | SXT+ R410A HP | KEEPRITE | CCH936GKA2* |  | END4X42*17**+WALLCON | *9MA*0801714A** | 35800 | 12.7 | 17.2 | 37000 | 9.2 | 23400 | 1 | HRCU-A-CB |  |  | 246 | 721 | Yes
5544526 | Active | Systems | SXT+ R410A HP | KEEPRITE | CCH936GKA2* |  | ENH4X36*17** | *8MX*0701716** | 34800 | 12.5 | 16.5 | 36000 | 9 | 22600 | 1 | HRCU-A-CB |  |  | 250 | 737 | Yes
5544660 | Active | Systems | SXT+ R410A HP | KEEPRITE | CCH936GKA2* |  | ENH4X36*17** | *9MV*0601714A** | 34800 | 12.7 | 16.7 | 35800 | 9 | 22200 | 1 | HRCU-A-CB |  |  | 247 | 737 | Yes
5544661 | Active | Systems | SXT+ R410A HP | KEEPRITE | CCH936GKA2* |  | ENH4X36*17** | *9MV*0801716A** | 35000 | 13 | 17 | 35800 | 9 | 22000 | 1 | HRCU-A-CB |  |  | 244 | 737 | Yes
5544592 | Active | Systems | SXT+ R410A HP | KEEPRITE | CCH936GKA2* |  | ENH4X36*17** | *9MX*0601714A** | 34800 | 12.5 | 17 | 36000 | 8.5 | 22600 | 1 | HRCU-A-CB |  |  | 242 | 781 | Yes
5544593 | Active | Systems | SXT+ R410A HP | KEEPRITE | CCH936GKA2* |  | ENH4X36*17** | *9MX*0801716A** | 34800 | 12.7 | 16.7 | 36000 | 9 | 22400 | 1 | HRCU-A-CB |  |  | 247 | 737 | Yes
5544721 | Active | Systems | SXT+ R410A HP | KEEPRITE | CCH936GKA2* |  | ENH4X36*17** | MV08**14C* | 35400 | 13.2 | 17.2 | 36000 | 9 | 22200 | 1 | HRCU-A-CB |  |  | 244 | 737 | Yes
5544722 | Active | Systems | SXT+ R410A HP | KEEPRITE | CCH936GKA2* |  | ENH4X36*17** | MV12**17C* | 35800 | 13.2 | 17.5 | 36000 | 9 | 22400 | 1 | HRCU-A-CB |  |  | 242 | 737 | Yes
5691748 | Active | Systems | SXT+ R410A HP | KEEPRITE | CCH936GKA2* |  | ENH4X36*17** | OLV098A12* | 34600 | 12.5 | 16.7 | 36000 | 8.5 | 22600 | 1 | HRCU-A-CB |  |  | 245 | 781 | Yes
5544494 | Active | Systems | SXT+ R410A HP | KEEPRITE | CCH936GKA2* |  | ENH4X36*17**+WALLCON | *8MV*0701412** | 35200 | 12.5 | 17.2 | 36400 | 9 | 22800 | 1 | HRCU-A-CB |  |  | 242 | 737 | Yes
5544495 | Active | Systems | SXT+ R410A HP | KEEPRITE | CCH936GKA2* |  | ENH4X36*17**+WALLCON | *8MV*0901716** | 35400 | 13 | 17.5 | 36000 | 9 | 22600 | 1 | HRCU-A-CB |  |  | 240 | 737 | Yes
5544555 | Active | Systems | SXT+ R410A HP | KEEPRITE | CCH936GKA2* |  | ENH4X36*17**+WALLCON | *9MA*0801714A** | 35000 | 12.5 | 17 | 36800 | 9 | 23200 | 1 | HRCU-A-CB |  |  | 244 | 737 | Yes
5544346 | Active | Systems | SXT+ R410A HP | KEEPRITE | CCH936GKA2* |  | ENH4X42*21** | *8MX*0451408** | 35200 | 12.5 | 17 | 36600 | 9 | 23000 | 1 | HRCU-A-CB |  |  | 245 | 737 | Yes
5544347 | Active | Systems | SXT+ R410A HP | KEEPRITE | CCH936GKA2* |  | ENH4X42*21** | *8MX*0701716** | 35800 | 12.5 | 17 | 37000 | 9 | 23600 | 1 | HRCU-A-CB |  |  | 249 | 737 | Yes
5544348 | Active | Systems | SXT+ R410A HP | KEEPRITE | CCH936GKA2* |  | ENH4X42*21** | *8MX*0902116** | 36000 | 13 | 17.2 | 36600 | 9.2 | 22800 | 1 | HRCU-A-CB |  |  | 248 | 721 | Yes
5544349 | Active | Systems | SXT+ R410A HP | KEEPRITE | CCH936GKA2* |  | ENH4X42*21** | *8MX*1102120** | 36000 | 13.2 | 17.2 | 36600 | 9.5 | 22800 | 1 | HRCU-A-CB |  |  | 248 | 699 | Yes
5544662 | Active | Systems | SXT+ R410A HP | KEEPRITE | CCH936GKA2* |  | ENH4X42*21** | *9MV*0601714A** | 35200 | 13 | 17 | 36000 | 9 | 22200 | 1 | HRCU-A-CB |  |  | 245 | 737 | Yes
5544663 | Active | Systems | SXT+ R410A HP | KEEPRITE | CCH936GKA2* |  | ENH4X42*21** | *9MV*0801716A** | 35400 | 13.2 | 17.2 | 36000 | 9 | 22200 | 1 | HRCU-A-CB |  |  | 244 | 737 | Yes
5544664 | Active | Systems | SXT+ R410A HP | KEEPRITE | CCH936GKA2* |  | ENH4X42*21** | *9MV*0802120A** | 35200 | 13.2 | 17.5 | 35600 | 9 | 21800 | 1 | HRCU-A-CB |  |  | 238 | 737 | Yes
5544665 | Active | Systems | SXT+ R410A HP | KEEPRITE | CCH936GKA2* |  | ENH4X42*21** | *9MV*1002120A** | 35000 | 13.2 | 17.2 | 35400 | 9 | 21800 | 1 | HRCU-A-CB |  |  | 241 | 737 | Yes
5544594 | Active | Systems | SXT+ R410A HP | KEEPRITE | CCH936GKA2* |  | ENH4X42*21** | *9MX*0601714A** | 35200 | 12.7 | 17.2 | 36000 | 9 | 22600 | 1 | HRCU-A-CB |  |  | 242 | 737 | Yes
5544595 | Active | Systems | SXT+ R410A HP | KEEPRITE | CCH936GKA2* |  | ENH4X42*21** | *9MX*0801716A** | 35200 | 12.7 | 17 | 36000 | 9 | 22600 | 1 | HRCU-A-CB |  |  | 245 | 737 | Yes
5544723 | Active | Systems | SXT+ R410A HP | KEEPRITE | CCH936GKA2* |  | ENH4X42*21** | MV12**17C* | 36200 | 13.5 | 17.7 | 36000 | 9 | 22400 | 1 | HRCU-A-CB |  |  | 242 | 737 | Yes
5544724 | Active | Systems | SXT+ R410A HP | KEEPRITE | CCH936GKA2* |  | ENH4X42*21** | MV16**21C* | 36200 | 13.7 | 17.7 | 36000 | 9 | 22400 | 1 | HRCU-A-CB |  |  | 242 | 737 | Yes
5544383 | Active | Systems | SXT+ R410A HP | KEEPRITE | CCH936GKA2* |  | ENH4X42*21** | NOMV106D12* | 35000 | 13 | 16.7 | 36000 | 8.5 | 22400 | 1 | HRCU-A-CB |  |  | 248 | 781 | Yes
5544384 | Active | Systems | SXT+ R410A HP | KEEPRITE | CCH936GKA2* |  | ENH4X42*21** | NOMV156E19* | 35800 | 13 | 17 | 36600 | 8.5 | 22800 | 1 | HRCU-A-CB |  |  | 249 | 781 | Yes
5691759 | Active | Systems | SXT+ R410A HP | KEEPRITE | CCH936GKA2* |  | ENH4X42*21** | OLV098A12* | 35000 | 12.5 | 16.7 | 36000 | 8.5 | 22600 | 1 | HRCU-A-CB |  |  | 248 | 781 | Yes
5691749 | Active | Systems | SXT+ R410A HP | KEEPRITE | CCH936GKA2* |  | ENH4X42*21** | OMV098J12* | 35200 | 12.5 | 17.2 | 36400 | 9 | 22800 | 1 | HRCU-A-CB |  |  | 242 | 737 | Yes
5544438 | Active | Systems | SXT+ R410A HP | KEEPRITE | CCH936GKA2* |  | ENH4X42*21** | OMV112K14A | 35800 | 12.5 | 17 | 37000 | 9.2 | 23200 | 1 | HRCU-A-CB |  |  | 249 | 721 | Yes
5544498 | Active | Systems | SXT+ R410A HP | KEEPRITE | CCH936GKA2* |  | ENH4X42*21**+WALLCON | *8MV*0701412** | 35600 | 12.7 | 17.5 | 36600 | 9 | 22800 | 1 | HRCU-A-CB |  |  | 241 | 737 | Yes
5544499 | Active | Systems | SXT+ R410A HP | KEEPRITE | CCH936GKA2* |  | ENH4X42*21**+WALLCON | *8MV*0901716** | 35800 | 13.2 | 17.7 | 36400 | 9.5 | 22600 | 1 | HRCU-A-CB |  |  | 239 | 699 | Yes
5544500 | Active | Systems | SXT+ R410A HP | KEEPRITE | CCH936GKA2* |  | ENH4X42*21**+WALLCON | *8MV*1102120** | 35800 | 13.2 | 17.7 | 36400 | 9.5 | 22600 | 1 | HRCU-A-CB |  |  | 239 | 699 | Yes
5544557 | Active | Systems | SXT+ R410A HP | KEEPRITE | CCH936GKA2* |  | ENH4X42*21**+WALLCON | *9MA*0601714A** | 35400 | 12.5 | 17 | 36800 | 9 | 23600 | 1 | HRCU-A-CB |  |  | 247 | 737 | Yes
5544558 | Active | Systems | SXT+ R410A HP | KEEPRITE | CCH936GKA2* |  | ENH4X42*21**+WALLCON | *9MA*0801714A** | 35400 | 12.5 | 17.2 | 37000 | 9 | 23200 | 1 | HRCU-A-CB |  |  | 244 | 737 | Yes
5544350 | Active | Systems | SXT+ R410A HP | KEEPRITE | CCH936GKA2* |  | ENH4X48*21** | *8MX*0451408** | 35800 | 12.5 | 17.5 | 37000 | 9 | 23200 | 1 | HRCU-A-CB |  |  | 242 | 737 | Yes
5544527 | Active | Systems | SXT+ R410A HP | KEEPRITE | CCH936GKA2* |  | ENH4X48*21** | *8MX*0701716** | 36000 | 13 | 17.2 | 36600 | 9.2 | 22800 | 1 | HRCU-A-CB |  |  | 248 | 721 | Yes
5544351 | Active | Systems | SXT+ R410A HP | KEEPRITE | CCH936GKA2* |  | ENH4X48*21** | *8MX*0902116** | 36800 | 13.2 | 18 | 37000 | 9.5 | 23000 | 1 | HRCU-A-CB |  |  | 242 | 699 | Yes
5544352 | Active | Systems | SXT+ R410A HP | KEEPRITE | CCH936GKA2* |  | ENH4X48*21** | *8MX*1102120** | 36800 | 13.5 | 17.7 | 37000 | 9.5 | 23000 | 1 | HRCU-A-CB |  |  | 246 | 699 | Yes
5544667 | Active | Systems | SXT+ R410A HP | KEEPRITE | CCH936GKA2* |  | ENH4X48*21** | *9MV*0601714A** | 35800 | 13.2 | 17.2 | 36000 | 9 | 22400 | 1 | HRCU-A-CB |  |  | 246 | 737 | Yes
5544668 | Active | Systems | SXT+ R410A HP | KEEPRITE | CCH936GKA2* |  | ENH4X48*21** | *9MV*0801716A** | 36000 | 13.5 | 17.5 | 36000 | 9 | 22400 | 1 | HRCU-A-CB |  |  | 244 | 737 | Yes
5544669 | Active | Systems | SXT+ R410A HP | KEEPRITE | CCH936GKA2* |  | ENH4X48*21** | *9MV*0802120A** | 36000 | 13.7 | 17.7 | 36000 | 9 | 22000 | 1 | HRCU-A-CB |  |  | 241 | 737 | Yes
5544670 | Active | Systems | SXT+ R410A HP | KEEPRITE | CCH936GKA2* |  | ENH4X48*21** | *9MV*1002120A** | 35800 | 13.7 | 17.7 | 36000 | 9 | 22000 | 1 | HRCU-A-CB |  |  | 239 | 737 | Yes
5544596 | Active | Systems | SXT+ R410A HP | KEEPRITE | CCH936GKA2* |  | ENH4X48*21** | *9MX*0601714A** | 35800 | 13 | 17.5 | 36600 | 9 | 22800 | 1 | HRCU-A-CB |  |  | 242 | 737 | Yes
5544597 | Active | Systems | SXT+ R410A HP | KEEPRITE | CCH936GKA2* |  | ENH4X48*21** | *9MX*0801716A** | 35800 | 13 | 17.2 | 36600 | 9.2 | 22600 | 1 | HRCU-A-CB |  |  | 246 | 721 | Yes
5544725 | Active | Systems | SXT+ R410A HP | KEEPRITE | CCH936GKA2* |  | ENH4X48*21** | MV12**17C* | 36800 | 13.7 | 18.2 | 36000 | 9 | 22400 | 1 | HRCU-A-CB |  |  | 239 | 737 | Yes
5544727 | Active | Systems | SXT+ R410A HP | KEEPRITE | CCH936GKA2* |  | ENH4X48*21** | MV16**21C* | 36800 | 14 | 18.2 | 36000 | 9 | 22400 | 1 | HRCU-A-CB |  |  | 239 | 737 | Yes
5544385 | Active | Systems | SXT+ R410A HP | KEEPRITE | CCH936GKA2* |  | ENH4X48*21** | NOMV106D12* | 35600 | 13.2 | 17.2 | 36000 | 8.5 | 22400 | 1 | HRCU-A-CB |  |  | 245 | 781 | Yes
5544386 | Active | Systems | SXT+ R410A HP | KEEPRITE | CCH936GKA2* |  | ENH4X48*21** | NOMV156E19* | 36400 | 13.2 | 17.2 | 36800 | 9 | 22800 | 1 | HRCU-A-CB |  |  | 251 | 737 | Yes
5691775 | Active | Systems | SXT+ R410A HP | KEEPRITE | CCH936GKA2* |  | ENH4X48*21** | OLV098A12* | 35600 | 13 | 17.2 | 36400 | 8.5 | 22600 | 1 | HRCU-A-CB |  |  | 245 | 781 | Yes
5544444 | Active | Systems | SXT+ R410A HP | KEEPRITE | CCH936GKA2* |  | ENH4X48*21** | OLV112A16A | 36600 | 12.5 | 17.2 | 37400 | 9.5 | 23600 | 1 | HRCU-A-CB |  |  | 252 | 699 | Yes
5691764 | Active | Systems | SXT+ R410A HP | KEEPRITE | CCH936GKA2* |  | ENH4X48*21** | OMV098J12* | 35800 | 13 | 17.5 | 36600 | 9 | 22800 | 1 | HRCU-A-CB |  |  | 242 | 737 | Yes
5544443 | Active | Systems | SXT+ R410A HP | KEEPRITE | CCH936GKA2* |  | ENH4X48*21** | OMV112K14A | 36400 | 13 | 17.7 | 37000 | 9.5 | 23200 | 1 | HRCU-A-CB |  |  | 243 | 699 | Yes
5544502 | Active | Systems | SXT+ R410A HP | KEEPRITE | CCH936GKA2* |  | ENH4X48*21**+WALLCON | *8MV*0701412** | 36200 | 13 | 17.7 | 36800 | 9.5 | 22800 | 1 | HRCU-A-CB |  |  | 242 | 699 | Yes
5544503 | Active | Systems | SXT+ R410A HP | KEEPRITE | CCH936GKA2* |  | ENH4X48*21**+WALLCON | *8MV*0901716** | 36400 | 13.5 | 18.2 | 36600 | 9.5 | 22600 | 1 | HRCU-A-CB |  |  | 237 | 699 | Yes
5544504 | Active | Systems | SXT+ R410A HP | KEEPRITE | CCH936GKA2* |  | ENH4X48*21**+WALLCON | *8MV*1102120** | 36400 | 13.5 | 18.2 | 36600 | 9.5 | 22600 | 1 | HRCU-A-CB |  |  | 237 | 699 | Yes
5544560 | Active | Systems | SXT+ R410A HP | KEEPRITE | CCH936GKA2* |  | ENH4X48*21**+WALLCON | *9MA*0601714A** | 36000 | 12.7 | 17.2 | 37200 | 9.2 | 23600 | 1 | HRCU-A-CB |  |  | 248 | 721 | Yes
5544561 | Active | Systems | SXT+ R410A HP | KEEPRITE | CCH936GKA2* |  | ENH4X48*21**+WALLCON | *9MA*0801714A** | 36200 | 13 | 17.5 | 37200 | 9.5 | 23400 | 1 | HRCU-A-CB |  |  | 245 | 699 | Yes
5544518 | Active | Systems | SXT+ R410A HP | KEEPRITE | CCH936GKA2* |  | FCM4X24****+WALLCON |  | 35400 | 12.7 | 17.5 | 36400 | 9 | 22600 | 1 | HRCU-A-CB |  |  | 240 | 737 | Yes
5544519 | Active | Systems | SXT+ R410A HP | KEEPRITE | CCH936GKA2* |  | FCM4X36****+WALLCON |  | 35600 | 13.2 | 18 | 36000 | 9.2 | 22400 | 1 | HRCU-A-CB |  |  | 234 | 721 | Yes
5544520 | Active | Systems | SXT+ R410A HP | KEEPRITE | CCH936GKA2* |  | FCM4X48****+WALLCON |  | 36800 | 14 | 18.5 | 36400 | 9.5 | 22600 | 1 | HRCU-A-CB |  |  | 236 | 699 | Yes
5544294 | Active | Systems | SXT+ R410A HP | KEEPRITE | CCH936GKA2* |  | FCM4X60****+WALLCON |  | 36600 | 13.7 | 19 | 37000 | 10 | 22800 | 1 | HRCU-A-CB | Yes |  | 228 | 664 | Yes
5544463 | Active | Systems | SXT+ R410A HP | KEEPRITE | CCH936GKA2* |  | FVM4X24**** |  | 35000 | 13 | 17.2 | 36000 | 9 | 22400 | 1 | HRCU-A-CB |  |  | 241 | 737 | Yes
5544464 | Active | Systems | SXT+ R410A HP | KEEPRITE | CCH936GKA2* |  | FVM4X36**** |  | 35200 | 13.5 | 18 | 36000 | 9 | 22200 | 1 | HRCU-A-CB |  |  | 232 | 737 | Yes
5544465 | Active | Systems | SXT+ R410A HP | KEEPRITE | CCH936GKA2* |  | FVM4X48**** |  | 36400 | 13.7 | 18.2 | 36000 | 9.5 | 22400 | 1 | HRCU-A-CB |  |  | 237 | 699 | Yes
5544466 | Active | Systems | SXT+ R410A HP | KEEPRITE | CCH936GKA2* |  | FVM4X60**** |  | 36800 | 14 | 18.7 | 36400 | 10 | 22400 | 1 | HRCU-A-CB |  |  | 233 | 664 | Yes
5257794 | Discontinued | Systems | SXT+ R410A HP | KEEPRITE | CCH948GKA* |  | EA*4X48*24A*+WALLCON | *8MV*1352422** | 44500 | 12.5 | 16 | 47000 | 9.2 | 29600 | 1 | HRCU-A-CB |  |  | 329 | 1031 | Yes
5257896 | Discontinued | Systems | SXT+ R410A HP | KEEPRITE | CCH948GKA* |  | EA*4X48*24A*+WALLCON | *9MA*1002122A** | 45000 | 12.5 | 15.7 | 48000 | 9 | 31200 | 1 | HRCU-A-CB |  |  | 339 | 1053 | Yes
5257741 | Discontinued | Systems | SXT+ R410A HP | KEEPRITE | CCH948GKA* |  | EA*4X60*21A* | *8MX*1102120** | 45500 | 12.5 | 16 | 47500 | 9.5 | 29800 | 1 | HRCU-A-CB |  |  | 337 | 998 | Yes
5257871 | Discontinued | Systems | SXT+ R410A HP | KEEPRITE | CCH948GKA* |  | EA*4X60*21A* | *9MV*0802120A** | 45000 | 12.5 | 15.7 | 47000 | 9.2 | 29600 | 1 | HRCU-A-CB |  |  | 339 | 1031 | Yes
5257872 | Discontinued | Systems | SXT+ R410A HP | KEEPRITE | CCH948GKA* |  | EA*4X60*21A* | *9MV*1002120A** | 45000 | 12.5 | 15.7 | 46500 | 9.2 | 29400 | 1 | HRCU-A-CB |  |  | 339 | 1031 | Yes
5257902 | Discontinued | Systems | SXT+ R410A HP | KEEPRITE | CCH948GKA* |  | EA*4X60*21A* | *9MX*0802120A** | 46000 | 12.5 | 15.5 | 48000 | 9 | 31400 | 1 | HRCU-A-CB |  |  | 351 | 1053 | Yes
5257903 | Discontinued | Systems | SXT+ R410A HP | KEEPRITE | CCH948GKA* |  | EA*4X60*21A* | *9MX*1002120A** | 46000 | 12.5 | 15.7 | 48000 | 9 | 31400 | 1 | HRCU-A-CB |  |  | 347 | 1053 | Yes
5428450 | Discontinued | Systems | SXT+ R410A HP | KEEPRITE | CCH948GKA* |  | EA*4X60*21A* | MV16**21C* | 45500 | 12.5 | 16.2 | 47500 | 9 | 29800 | 1 | HRCU-A-CB |  |  | 333 | 1053 | Yes
5257795 | Discontinued | Systems | SXT+ R410A HP | KEEPRITE | CCH948GKA* |  | EA*4X60*21A*+WALLCON | *8MV*0901716** | 45500 | 12.5 | 16 | 47500 | 9.5 | 30000 | 1 | HRCU-A-CB |  |  | 337 | 998 | Yes
5257796 | Discontinued | Systems | SXT+ R410A HP | KEEPRITE | CCH948GKA* |  | EA*4X60*21A*+WALLCON | *8MV*1102120** | 45500 | 12.5 | 16 | 47500 | 9.5 | 30000 | 1 | HRCU-A-CB |  |  | 337 | 998 | Yes
5257900 | Discontinued | Systems | SXT+ R410A HP | KEEPRITE | CCH948GKA* |  | EA*4X60*21A*+WALLCON | *9MA*0802120A** | 45500 | 12.5 | 15.7 | 48000 | 9 | 31400 | 1 | HRCU-A-CB |  |  | 343 | 1053 | Yes
5257901 | Discontinued | Systems | SXT+ R410A HP | KEEPRITE | CCH948GKA* |  | EA*4X60*21A*+WALLCON | *9MA*1002122A** | 46000 | 12.5 | 16 | 48000 | 9 | 31400 | 1 | HRCU-A-CB |  |  | 340 | 1053 | Yes
5257744 | Discontinued | Systems | SXT+ R410A HP | KEEPRITE | CCH948GKA* |  | EA*4X60*24A* | *8MX*1102120** | 46000 | 12.5 | 16 | 47500 | 9.5 | 29800 | 1 | HRCU-A-CB |  |  | 340 | 998 | Yes
5257745 | Discontinued | Systems | SXT+ R410A HP | KEEPRITE | CCH948GKA* |  | EA*4X60*24A* | *8MX*1352420** | 45500 | 12.5 | 15.7 | 47500 | 9.5 | 30000 | 1 | HRCU-A-CB |  |  | 343 | 998 | Yes
5257873 | Discontinued | Systems | SXT+ R410A HP | KEEPRITE | CCH948GKA* |  | EA*4X60*24A* | *9MV*0802120A** | 45000 | 12.5 | 15.7 | 47000 | 9.2 | 29600 | 1 | HRCU-A-CB |  |  | 339 | 1031 | Yes
5257874 | Discontinued | Systems | SXT+ R410A HP | KEEPRITE | CCH948GKA* |  | EA*4X60*24A* | *9MV*1002120A** | 45000 | 12.5 | 15.7 | 46500 | 9.2 | 29400 | 1 | HRCU-A-CB |  |  | 339 | 1031 | Yes
5257854 | Discontinued | Systems | SXT+ R410A HP | KEEPRITE | CCH948GKA* |  | EA*4X60*24A* | *9MV*1202422A** | 45000 | 12.5 | 16 | 47000 | 9.2 | 29600 | 1 | HRCU-A-CB |  |  | 333 | 1031 | Yes
5257907 | Discontinued | Systems | SXT+ R410A HP | KEEPRITE | CCH948GKA* |  | EA*4X60*24A* | *9MX*0802120A** | 46000 | 12.5 | 15.5 | 48000 | 9.5 | 31400 | 1 | HRCU-A-CB |  |  | 351 | 998 | Yes
5257908 | Discontinued | Systems | SXT+ R410A HP | KEEPRITE | CCH948GKA* |  | EA*4X60*24A* | *9MX*1002120A** | 46000 | 12.5 | 15.7 | 48000 | 9 | 31400 | 1 | HRCU-A-CB |  |  | 347 | 1053 | Yes
5428451 | Discontinued | Systems | SXT+ R410A HP | KEEPRITE | CCH948GKA* |  | EA*4X60*24A* | MV16**21C* | 45500 | 12.5 | 16.2 | 47500 | 9 | 29800 | 1 | HRCU-A-CB |  |  | 333 | 1053 | Yes
5428452 | Discontinued | Systems | SXT+ R410A HP | KEEPRITE | CCH948GKA* |  | EA*4X60*24A* | MV20**24C* | 45000 | 12.5 | 16.2 | 47000 | 9 | 29600 | 1 | HRCU-A-CB |  |  | 329 | 1053 | Yes
5257797 | Discontinued | Systems | SXT+ R410A HP | KEEPRITE | CCH948GKA* |  | EA*4X60*24A*+WALLCON | *8MV*1102120** | 45500 | 12.5 | 16 | 47500 | 9.5 | 29800 | 1 | HRCU-A-CB |  |  | 337 | 998 | Yes
5257798 | Discontinued | Systems | SXT+ R410A HP | KEEPRITE | CCH948GKA* |  | EA*4X60*24A*+WALLCON | *8MV*1352422** | 45500 | 12.5 | 16.2 | 47500 | 9.5 | 29800 | 1 | HRCU-A-CB |  |  | 333 | 998 | Yes
5257905 | Discontinued | Systems | SXT+ R410A HP | KEEPRITE | CCH948GKA* |  | EA*4X60*24A*+WALLCON | *9MA*0802120A** | 45500 | 12.5 | 15.7 | 48000 | 9 | 31400 | 1 | HRCU-A-CB |  |  | 343 | 1053 | Yes
5257906 | Discontinued | Systems | SXT+ R410A HP | KEEPRITE | CCH948GKA* |  | EA*4X60*24A*+WALLCON | *9MA*1002122A** | 46000 | 12.5 | 16 | 48000 | 9 | 31400 | 1 | HRCU-A-CB |  |  | 340 | 1053 | Yes
5257841 | Discontinued | Systems | SXT+ R410A HP | KEEPRITE | CCH948GKA* |  | EA*4X60*24A*+WALLCON | *9MA*1202422A** | 45500 | 12.5 | 16 | 47500 | 9.5 | 30000 | 1 | HRCU-A-CB |  |  | 337 | 998 | Yes
5257800 | Discontinued | Systems | SXT+ R410A HP | KEEPRITE | CCH948GKA* |  | ED*4X48J**+WALLCON | *8MV*1352422** | 44500 | 12.5 | 16 | 47000 | 9.2 | 29800 | 1 | HRCU-A-CB |  |  | 329 | 1031 | Yes
5257751 | Discontinued | Systems | SXT+ R410A HP | KEEPRITE | CCH948GKA* |  | ED*4X60L** | *8MX*1102120** | 46000 | 12.5 | 16 | 47500 | 9.5 | 29800 | 1 | HRCU-A-CB |  |  | 340 | 998 | Yes
5257752 | Discontinued | Systems | SXT+ R410A HP | KEEPRITE | CCH948GKA* |  | ED*4X60L** | *8MX*1352420** | 45500 | 12.5 | 15.7 | 47500 | 9.5 | 30000 | 1 | HRCU-A-CB |  |  | 343 | 998 | Yes
5257855 | Discontinued | Systems | SXT+ R410A HP | KEEPRITE | CCH948GKA* |  | ED*4X60L** | *9MV*1202422A** | 45000 | 12.5 | 16 | 47000 | 9.2 | 29600 | 1 | HRCU-A-CB |  |  | 333 | 1031 | Yes
5257801 | Discontinued | Systems | SXT+ R410A HP | KEEPRITE | CCH948GKA* |  | ED*4X60L**+WALLCON | *8MV*1102120** | 45500 | 12.5 | 16 | 47500 | 9.5 | 29800 | 1 | HRCU-A-CB |  |  | 337 | 998 | Yes
5257802 | Discontinued | Systems | SXT+ R410A HP | KEEPRITE | CCH948GKA* |  | ED*4X60L**+WALLCON | *8MV*1352422** | 45500 | 12.5 | 16.2 | 47500 | 9.5 | 29800 | 1 | HRCU-A-CB |  |  | 333 | 998 | Yes
5257843 | Discontinued | Systems | SXT+ R410A HP | KEEPRITE | CCH948GKA* |  | ED*4X60L**+WALLCON | *9MA*1202422A** | 45500 | 12.5 | 16 | 47500 | 9.5 | 30000 | 1 | HRCU-A-CB |  |  | 337 | 998 | Yes
5257780 | Discontinued | Systems | SXT+ R410A HP | KEEPRITE | CCH948GKA* |  | EHD4X48A** | *8MX*1102120** | 45000 | 12.5 | 16 | 47000 | 9.2 | 29600 | 1 | HRCU-A-CB |  |  | 333 | 1031 | Yes
5257817 | Discontinued | Systems | SXT+ R410A HP | KEEPRITE | CCH948GKA* |  | EHD4X48A**+WALLCON | *8MV*1352422** | 45000 | 12.5 | 16 | 47500 | 9.5 | 29800 | 1 | HRCU-A-CB |  |  | 333 | 998 | Yes
5257936 | Discontinued | Systems | SXT+ R410A HP | KEEPRITE | CCH948GKA* |  | EHD4X48A**+WALLCON | *9MA*1002122A** | 45500 | 12.5 | 15.7 | 48000 | 9 | 31400 | 1 | HRCU-A-CB |  |  | 343 | 1053 | Yes
5257785 | Discontinued | Systems | SXT+ R410A HP | KEEPRITE | CCH948GKA* |  | EHD4X60A** | *8MX*0902116** | 46000 | 12.5 | 16.2 | 48000 | 9.5 | 30000 | 1 | HRCU-A-CB |  |  | 336 | 998 | Yes
5257786 | Discontinued | Systems | SXT+ R410A HP | KEEPRITE | CCH948GKA* |  | EHD4X60A** | *8MX*1102120** | 46000 | 12.5 | 16.2 | 47500 | 9.5 | 29800 | 1 | HRCU-A-CB |  |  | 336 | 998 | Yes
5257787 | Discontinued | Systems | SXT+ R410A HP | KEEPRITE | CCH948GKA* |  | EHD4X60A** | *8MX*1352420** | 46000 | 12.5 | 16 | 47500 | 9.5 | 30000 | 1 | HRCU-A-CB |  |  | 340 | 998 | Yes
5257887 | Discontinued | Systems | SXT+ R410A HP | KEEPRITE | CCH948GKA* |  | EHD4X60A** | *9MV*0802120A** | 45500 | 12.5 | 16 | 47000 | 9.2 | 29600 | 1 | HRCU-A-CB |  |  | 337 | 1031 | Yes
5257888 | Discontinued | Systems | SXT+ R410A HP | KEEPRITE | CCH948GKA* |  | EHD4X60A** | *9MV*1002120A** | 45000 | 12.5 | 16 | 47000 | 9.2 | 29400 | 1 | HRCU-A-CB |  |  | 333 | 1031 | Yes
5257866 | Discontinued | Systems | SXT+ R410A HP | KEEPRITE | CCH948GKA* |  | EHD4X60A** | *9MV*1202422A** | 45500 | 12.5 | 16 | 47000 | 9.5 | 29600 | 1 | HRCU-A-CB |  |  | 337 | 998 | Yes
5257942 | Discontinued | Systems | SXT+ R410A HP | KEEPRITE | CCH948GKA* |  | EHD4X60A** | *9MX*0802120A** | 46500 | 12.5 | 15.7 | 48000 | 9.5 | 31400 | 1 | HRCU-A-CB |  |  | 351 | 998 | Yes
5257943 | Discontinued | Systems | SXT+ R410A HP | KEEPRITE | CCH948GKA* |  | EHD4X60A** | *9MX*1002120A** | 46500 | 12.5 | 16 | 48000 | 9.5 | 31400 | 1 | HRCU-A-CB |  |  | 344 | 998 | Yes
5257839 | Discontinued | Systems | SXT+ R410A HP | KEEPRITE | CCH948GKA* |  | EHD4X60A** | *9MX*1202422A** | 46000 | 12.5 | 15.7 | 48000 | 9.5 | 30000 | 1 | HRCU-A-CB |  |  | 347 | 998 | Yes
5428463 | Discontinued | Systems | SXT+ R410A HP | KEEPRITE | CCH948GKA* |  | EHD4X60A** | MV16**21C* | 45500 | 12.5 | 16.5 | 47500 | 9 | 29800 | 1 | HRCU-A-CB |  |  | 326 | 1053 | Yes
5428464 | Discontinued | Systems | SXT+ R410A HP | KEEPRITE | CCH948GKA* |  | EHD4X60A** | MV20**24C* | 45500 | 12.7 | 16.5 | 47000 | 9 | 29600 | 1 | HRCU-A-CB |  |  | 326 | 1053 | Yes
5257818 | Discontinued | Systems | SXT+ R410A HP | KEEPRITE | CCH948GKA* |  | EHD4X60A**+WALLCON | *8MV*0901716** | 45500 | 12.5 | 16.2 | 47500 | 9.5 | 30000 | 1 | HRCU-A-CB |  |  | 333 | 998 | Yes
5257819 | Discontinued | Systems | SXT+ R410A HP | KEEPRITE | CCH948GKA* |  | EHD4X60A**+WALLCON | *8MV*1102120** | 45500 | 12.5 | 16.2 | 47500 | 9.5 | 29800 | 1 | HRCU-A-CB |  |  | 333 | 998 | Yes
5257820 | Discontinued | Systems | SXT+ R410A HP | KEEPRITE | CCH948GKA* |  | EHD4X60A**+WALLCON | *8MV*1352422** | 45500 | 12.7 | 16.5 | 47500 | 9.5 | 29800 | 1 | HRCU-A-CB |  |  | 326 | 998 | Yes
5257940 | Discontinued | Systems | SXT+ R410A HP | KEEPRITE | CCH948GKA* |  | EHD4X60A**+WALLCON | *9MA*0802120A** | 46000 | 12.5 | 16 | 48000 | 9 | 31400 | 1 | HRCU-A-CB |  |  | 340 | 1053 | Yes
5257941 | Discontinued | Systems | SXT+ R410A HP | KEEPRITE | CCH948GKA* |  | EHD4X60A**+WALLCON | *9MA*1002122A** | 46000 | 12.7 | 16 | 48000 | 9.5 | 31400 | 1 | HRCU-A-CB |  |  | 340 | 998 | Yes
5257849 | Discontinued | Systems | SXT+ R410A HP | KEEPRITE | CCH948GKA* |  | EHD4X60A**+WALLCON | *9MA*1202422A** | 45500 | 12.5 | 16 | 47500 | 9.5 | 30000 | 1 | HRCU-A-CB |  |  | 337 | 998 | Yes
5257759 | Discontinued | Systems | SXT+ R410A HP | KEEPRITE | CCH948GKA* |  | EN(A,D)4X48*24** | *8MX*1102120** | 45000 | 12.5 | 16 | 47000 | 9 | 29600 | 1 | HRCU-A-CB |  |  | 333 | 1053 | Yes
5257806 | Discontinued | Systems | SXT+ R410A HP | KEEPRITE | CCH948GKA* |  | EN(A,D)4X48*24**+WALLCON | *8MV*1352422** | 44500 | 12.5 | 16 | 47000 | 9.2 | 29600 | 1 | HRCU-A-CB |  |  | 329 | 1031 | Yes
5257916 | Discontinued | Systems | SXT+ R410A HP | KEEPRITE | CCH948GKA* |  | EN(A,D)4X48*24**+WALLCON | *9MA*1002122A** | 45000 | 12.5 | 15.7 | 48000 | 9 | 31200 | 1 | HRCU-A-CB |  |  | 339 | 1053 | Yes
5257756 | Discontinued | Systems | SXT+ R410A HP | KEEPRITE | CCH948GKA* |  | EN(A,D,W)4X48*21** | *8MX*1102120** | 45000 | 12.5 | 16 | 47000 | 9 | 29600 | 1 | HRCU-A-CB |  |  | 333 | 1053 | Yes
5257911 | Discontinued | Systems | SXT+ R410A HP | KEEPRITE | CCH948GKA* |  | EN(A,D,W)4X48*21**+WALLCON | *9MA*1002122A** | 45000 | 12.5 | 15.7 | 48000 | 9 | 31200 | 1 | HRCU-A-CB |  |  | 339 | 1053 | Yes
5257763 | Discontinued | Systems | SXT+ R410A HP | KEEPRITE | CCH948GKA* |  | EN(A,D,W)4X60*24** | *8MX*1102120** | 46000 | 12.5 | 16.2 | 48000 | 9.5 | 29800 | 1 | HRCU-A-CB |  |  | 336 | 998 | Yes
5257764 | Discontinued | Systems | SXT+ R410A HP | KEEPRITE | CCH948GKA* |  | EN(A,D,W)4X60*24** | *8MX*1352420** | 46000 | 12.5 | 16 | 48000 | 9.5 | 30000 | 1 | HRCU-A-CB |  |  | 340 | 998 | Yes
5257879 | Discontinued | Systems | SXT+ R410A HP | KEEPRITE | CCH948GKA* |  | EN(A,D,W)4X60*24** | *9MV*0802120A** | 45000 | 12.5 | 16 | 47000 | 9.2 | 29600 | 1 | HRCU-A-CB |  |  | 333 | 1031 | Yes
5257880 | Discontinued | Systems | SXT+ R410A HP | KEEPRITE | CCH948GKA* |  | EN(A,D,W)4X60*24** | *9MV*1002120A** | 45000 | 12.5 | 16 | 46500 | 9.2 | 29400 | 1 | HRCU-A-CB |  |  | 333 | 1031 | Yes
5257858 | Discontinued | Systems | SXT+ R410A HP | KEEPRITE | CCH948GKA* |  | EN(A,D,W)4X60*24** | *9MV*1202422A** | 45000 | 12.5 | 16 | 47000 | 9.5 | 29600 | 1 | HRCU-A-CB |  |  | 333 | 998 | Yes
5257922 | Discontinued | Systems | SXT+ R410A HP | KEEPRITE | CCH948GKA* |  | EN(A,D,W)4X60*24** | *9MX*0802120A** | 46000 | 12.5 | 15.5 | 48000 | 9.5 | 31400 | 1 | HRCU-A-CB |  |  | 351 | 998 | Yes
5257923 | Discontinued | Systems | SXT+ R410A HP | KEEPRITE | CCH948GKA* |  | EN(A,D,W)4X60*24** | *9MX*1002120A** | 46000 | 12.5 | 15.7 | 48000 | 9.5 | 31400 | 1 | HRCU-A-CB |  |  | 347 | 998 | Yes
5428456 | Discontinued | Systems | SXT+ R410A HP | KEEPRITE | CCH948GKA* |  | EN(A,D,W)4X60*24** | MV16**21C* | 45500 | 12.5 | 16.2 | 47500 | 9 | 29800 | 1 | HRCU-A-CB |  |  | 333 | 1053 | Yes
5428457 | Discontinued | Systems | SXT+ R410A HP | KEEPRITE | CCH948GKA* |  | EN(A,D,W)4X60*24** | MV20**24C* | 45000 | 12.5 | 16.5 | 47000 | 9 | 29600 | 1 | HRCU-A-CB |  |  | 323 | 1053 | Yes
5257807 | Discontinued | Systems | SXT+ R410A HP | KEEPRITE | CCH948GKA* |  | EN(A,D,W)4X60*24**+WALLCON | *8MV*1102120** | 45500 | 12.5 | 16.2 | 48000 | 9.5 | 29800 | 1 | HRCU-A-CB |  |  | 333 | 998 | Yes
5257808 | Discontinued | Systems | SXT+ R410A HP | KEEPRITE | CCH948GKA* |  | EN(A,D,W)4X60*24**+WALLCON | *8MV*1352422** | 45500 | 12.5 | 16.2 | 47000 | 9.5 | 29800 | 1 | HRCU-A-CB |  |  | 333 | 998 | Yes
5257920 | Discontinued | Systems | SXT+ R410A HP | KEEPRITE | CCH948GKA* |  | EN(A,D,W)4X60*24**+WALLCON | *9MA*0802120A** | 45500 | 12.5 | 16 | 48000 | 9 | 31400 | 1 | HRCU-A-CB |  |  | 337 | 1053 | Yes
5257921 | Discontinued | Systems | SXT+ R410A HP | KEEPRITE | CCH948GKA* |  | EN(A,D,W)4X60*24**+WALLCON | *9MA*1002122A** | 46000 | 12.5 | 16 | 48000 | 9 | 31200 | 1 | HRCU-A-CB |  |  | 340 | 1053 | Yes
5257845 | Discontinued | Systems | SXT+ R410A HP | KEEPRITE | CCH948GKA* |  | EN(A,D,W)4X60*24**+WALLCON | *9MA*1202422A** | 45000 | 12.5 | 16 | 48000 | 9 | 30000 | 1 | HRCU-A-CB |  |  | 333 | 1053 | Yes
5257768 | Discontinued | Systems | SXT+ R410A HP | KEEPRITE | CCH948GKA* |  | ENH4X48*21** | *8MX*1102120** | 45000 | 12.5 | 16 | 47000 | 9 | 29600 | 1 | HRCU-A-CB |  |  | 333 | 1053 | Yes
5257811 | Discontinued | Systems | SXT+ R410A HP | KEEPRITE | CCH948GKA* |  | ENH4X48*21**+WALLCON | *8MV*1352422** | 44500 | 12.5 | 16 | 47000 | 9.2 | 29600 | 1 | HRCU-A-CB |  |  | 329 | 1031 | Yes
5257926 | Discontinued | Systems | SXT+ R410A HP | KEEPRITE | CCH948GKA* |  | ENH4X48*21**+WALLCON | *9MA*1002122A** | 45000 | 12.5 | 15.7 | 48000 | 9 | 31200 | 1 | HRCU-A-CB |  |  | 339 | 1053 | Yes
5257774 | Discontinued | Systems | SXT+ R410A HP | KEEPRITE | CCH948GKA* |  | ENH4X60*24** | *8MX*1102120** | 46000 | 12.5 | 16.2 | 48000 | 9.5 | 29800 | 1 | HRCU-A-CB |  |  | 336 | 998 | Yes
5257775 | Discontinued | Systems | SXT+ R410A HP | KEEPRITE | CCH948GKA* |  | ENH4X60*24** | *8MX*1352420** | 46000 | 12.5 | 16 | 48000 | 9.5 | 30000 | 1 | HRCU-A-CB |  |  | 340 | 998 | Yes
5257883 | Discontinued | Systems | SXT+ R410A HP | KEEPRITE | CCH948GKA* |  | ENH4X60*24** | *9MV*0802120A** | 45000 | 12.5 | 16 | 47000 | 9.2 | 29600 | 1 | HRCU-A-CB |  |  | 333 | 1031 | Yes
5257884 | Discontinued | Systems | SXT+ R410A HP | KEEPRITE | CCH948GKA* |  | ENH4X60*24** | *9MV*1002120A** | 45000 | 12.5 | 16 | 46500 | 9.2 | 29400 | 1 | HRCU-A-CB |  |  | 333 | 1031 | Yes
5257862 | Discontinued | Systems | SXT+ R410A HP | KEEPRITE | CCH948GKA* |  | ENH4X60*24** | *9MV*1202422A** | 45000 | 12.5 | 16 | 47000 | 9.5 | 29600 | 1 | HRCU-A-CB |  |  | 333 | 998 | Yes
5257932 | Discontinued | Systems | SXT+ R410A HP | KEEPRITE | CCH948GKA* |  | ENH4X60*24** | *9MX*0802120A** | 46000 | 12.5 | 15.5 | 48000 | 9.5 | 31400 | 1 | HRCU-A-CB |  |  | 351 | 998 | Yes
5257933 | Discontinued | Systems | SXT+ R410A HP | KEEPRITE | CCH948GKA* |  | ENH4X60*24** | *9MX*1002120A** | 46000 | 12.5 | 15.7 | 48000 | 9.5 | 31400 | 1 | HRCU-A-CB |  |  | 347 | 998 | Yes
5428459 | Discontinued | Systems | SXT+ R410A HP | KEEPRITE | CCH948GKA* |  | ENH4X60*24** | MV16**21C* | 45500 | 12.5 | 16.2 | 47500 | 9 | 29800 | 1 | HRCU-A-CB |  |  | 333 | 1053 | Yes
5428460 | Discontinued | Systems | SXT+ R410A HP | KEEPRITE | CCH948GKA* |  | ENH4X60*24** | MV20**24C* | 45000 | 12.5 | 16.5 | 47000 | 9 | 29600 | 1 | HRCU-A-CB |  |  | 323 | 1053 | Yes
5257812 | Discontinued | Systems | SXT+ R410A HP | KEEPRITE | CCH948GKA* |  | ENH4X60*24**+WALLCON | *8MV*0901716** | 45000 | 12.5 | 16 | 48000 | 9 | 30000 | 1 | HRCU-A-CB |  |  | 333 | 1053 | Yes
5257813 | Discontinued | Systems | SXT+ R410A HP | KEEPRITE | CCH948GKA* |  | ENH4X60*24**+WALLCON | *8MV*1102120** | 45500 | 12.5 | 16.2 | 48000 | 9.5 | 29800 | 1 | HRCU-A-CB |  |  | 333 | 998 | Yes
5257814 | Discontinued | Systems | SXT+ R410A HP | KEEPRITE | CCH948GKA* |  | ENH4X60*24**+WALLCON | *8MV*1352422** | 45500 | 12.5 | 16.2 | 47000 | 9.5 | 29800 | 1 | HRCU-A-CB |  |  | 333 | 998 | Yes
5257930 | Discontinued | Systems | SXT+ R410A HP | KEEPRITE | CCH948GKA* |  | ENH4X60*24**+WALLCON | *9MA*0802120A** | 45500 | 12.5 | 16 | 48000 | 9 | 31400 | 1 | HRCU-A-CB |  |  | 337 | 1053 | Yes
5257931 | Discontinued | Systems | SXT+ R410A HP | KEEPRITE | CCH948GKA* |  | ENH4X60*24**+WALLCON | *9MA*1002122A** | 46000 | 12.5 | 16 | 48000 | 9 | 31200 | 1 | HRCU-A-CB |  |  | 340 | 1053 | Yes
5257847 | Discontinued | Systems | SXT+ R410A HP | KEEPRITE | CCH948GKA* |  | ENH4X60*24**+WALLCON | *9MA*1202422A** | 45000 | 12.5 | 16 | 48000 | 9 | 30000 | 1 | HRCU-A-CB |  |  | 333 | 1053 | Yes
5257821 | Discontinued | Systems | SXT+ R410A HP | KEEPRITE | CCH948GKA* |  | FCM4X48****+WALLCON |  | 45500 | 12.5 | 16.2 | 47000 | 9 | 29600 | 1 | HRCU-A-CB |  |  | 333 | 1053 | Yes
5257715 | Discontinued | Systems | SXT+ R410A HP | KEEPRITE | CCH948GKA* |  | FCM4X60****+WALLCON |  | 46500 | 13 | 16.8 | 48000 | 9.5 | 29600 | 1 | HRCU-A-CB | Yes |  | 328 | 998 | Yes
5257964 | Discontinued | Systems | SXT+ R410A HP | KEEPRITE | CCH948GKA* |  | FVM4X48**** |  | 45500 | 12.5 | 16.2 | 47000 | 9 | 29600 | 1 | HRCU-A-CB |  |  | 333 | 1053 | Yes
5257965 | Discontinued | Systems | SXT+ R410A HP | KEEPRITE | CCH948GKA* |  | FVM4X60**** |  | 46500 | 13 | 16.7 | 48000 | 9.5 | 29600 | 1 | HRCU-A-CB |  |  | 330 | 998 | Yes
5546876 | Active | Systems | SXT+ R410A HP | KEEPRITE | CCH948GKA2* |  | EA*4X48*24A* | *8MX*1102120** | 45500 | 12.5 | 16.2 | 47500 | 9 | 29800 | 1 | HRCU-A-CB |  |  | 333 | 1053 | Yes
5547087 | Active | Systems | SXT+ R410A HP | KEEPRITE | CCH948GKA2* |  | EA*4X48*24A* | MV16**21C* | 45500 | 12.5 | 16.2 | 48000 | 9 | 29800 | 1 | HRCU-A-CB |  |  | 333 | 1053 | Yes
5547088 | Active | Systems | SXT+ R410A HP | KEEPRITE | CCH948GKA2* |  | EA*4X48*24A* | MV20**24C* | 45000 | 12.5 | 16.2 | 47500 | 9 | 29600 | 1 | HRCU-A-CB |  |  | 329 | 1053 | Yes
5546928 | Active | Systems | SXT+ R410A HP | KEEPRITE | CCH948GKA2* |  | EA*4X48*24A*+WALLCON | *8MV*1102120** | 45000 | 12.5 | 16 | 48000 | 9 | 29800 | 1 | HRCU-A-CB |  |  | 333 | 1053 | Yes
5546929 | Active | Systems | SXT+ R410A HP | KEEPRITE | CCH948GKA2* |  | EA*4X48*24A*+WALLCON | *8MV*1352422** | 45000 | 12.5 | 16.2 | 47500 | 9 | 29800 | 1 | HRCU-A-CB |  |  | 329 | 1053 | Yes
5546881 | Active | Systems | SXT+ R410A HP | KEEPRITE | CCH948GKA2* |  | EA*4X60*21A* | *8MX*1102120** | 46000 | 12.7 | 16.2 | 48000 | 9.5 | 29800 | 1 | HRCU-A-CB |  |  | 336 | 998 | Yes
5547058 | Active | Systems | SXT+ R410A HP | KEEPRITE | CCH948GKA2* |  | EA*4X60*21A* | *9MV*0802120A** | 45000 | 12.5 | 16 | 47500 | 9 | 29600 | 1 | HRCU-A-CB |  |  | 333 | 1053 | Yes
5547059 | Active | Systems | SXT+ R410A HP | KEEPRITE | CCH948GKA2* |  | EA*4X60*21A* | *9MV*1002120A** | 45000 | 12.5 | 16 | 47000 | 9 | 29600 | 1 | HRCU-A-CB |  |  | 333 | 1053 | Yes
5546991 | Active | Systems | SXT+ R410A HP | KEEPRITE | CCH948GKA2* |  | EA*4X60*21A* | *9MX*1002120A** | 46000 | 12.5 | 16 | 48000 | 9.2 | 30000 | 1 | HRCU-A-CB |  |  | 340 | 1031 | Yes
5547089 | Active | Systems | SXT+ R410A HP | KEEPRITE | CCH948GKA2* |  | EA*4X60*21A* | MV16**21C* | 46500 | 12.7 | 16.5 | 48000 | 9.5 | 29800 | 1 | HRCU-A-CB |  |  | 334 | 998 | Yes
5546930 | Active | Systems | SXT+ R410A HP | KEEPRITE | CCH948GKA2* |  | EA*4X60*21A*+WALLCON | *8MV*0901716** | 46000 | 12.5 | 16.2 | 48000 | 9.2 | 30000 | 1 | HRCU-A-CB |  |  | 336 | 1031 | Yes
5546931 | Active | Systems | SXT+ R410A HP | KEEPRITE | CCH948GKA2* |  | EA*4X60*21A*+WALLCON | *8MV*1102120** | 46000 | 12.7 | 16.2 | 48000 | 9.2 | 30000 | 1 | HRCU-A-CB |  |  | 336 | 1031 | Yes
5546988 | Active | Systems | SXT+ R410A HP | KEEPRITE | CCH948GKA2* |  | EA*4X60*21A*+WALLCON | *9MA*0802120A** | 45500 | 12.5 | 16 | 48000 | 9 | 30200 | 1 | HRCU-A-CB |  |  | 337 | 1053 | Yes
5546989 | Active | Systems | SXT+ R410A HP | KEEPRITE | CCH948GKA2* |  | EA*4X60*21A*+WALLCON | *9MA*1002122A** | 46000 | 12.7 | 16.2 | 48000 | 9 | 30000 | 1 | HRCU-A-CB |  |  | 336 | 1053 | Yes
5546883 | Active | Systems | SXT+ R410A HP | KEEPRITE | CCH948GKA2* |  | EA*4X60*24A* | *8MX*0902116** | 46000 | 12.5 | 16.2 | 48000 | 9.2 | 30200 | 1 | HRCU-A-CB |  |  | 336 | 1031 | Yes
5546884 | Active | Systems | SXT+ R410A HP | KEEPRITE | CCH948GKA2* |  | EA*4X60*24A* | *8MX*1102120** | 46500 | 12.7 | 16.2 | 48000 | 9.5 | 29800 | 1 | HRCU-A-CB |  |  | 340 | 998 | Yes
5546885 | Active | Systems | SXT+ R410A HP | KEEPRITE | CCH948GKA2* |  | EA*4X60*24A* | *8MX*1352420** | 46000 | 12.5 | 16 | 48000 | 9.5 | 30000 | 1 | HRCU-A-CB |  |  | 340 | 998 | Yes
5547060 | Active | Systems | SXT+ R410A HP | KEEPRITE | CCH948GKA2* |  | EA*4X60*24A* | *9MV*0802120A** | 45000 | 12.5 | 16 | 47500 | 9 | 29600 | 1 | HRCU-A-CB |  |  | 333 | 1053 | Yes
5547061 | Active | Systems | SXT+ R410A HP | KEEPRITE | CCH948GKA2* |  | EA*4X60*24A* | *9MV*1002120A** | 45000 | 12.5 | 16 | 47000 | 9 | 29600 | 1 | HRCU-A-CB |  |  | 333 | 1053 | Yes
5547062 | Active | Systems | SXT+ R410A HP | KEEPRITE | CCH948GKA2* |  | EA*4X60*24A* | *9MV*1202422A** | 45000 | 12.7 | 16 | 47500 | 9 | 29600 | 1 | HRCU-A-CB |  |  | 333 | 1053 | Yes
5546996 | Active | Systems | SXT+ R410A HP | KEEPRITE | CCH948GKA2* |  | EA*4X60*24A* | *9MX*1002120A** | 46000 | 12.5 | 16 | 48000 | 9.2 | 30000 | 1 | HRCU-A-CB |  |  | 340 | 1031 | Yes
5546957 | Active | Systems | SXT+ R410A HP | KEEPRITE | CCH948GKA2* |  | EA*4X60*24A* | *9MX*1202422A** | 46000 | 12.5 | 15.7 | 48000 | 9.5 | 30000 | 1 | HRCU-A-CB |  |  | 347 | 998 | Yes
5547090 | Active | Systems | SXT+ R410A HP | KEEPRITE | CCH948GKA2* |  | EA*4X60*24A* | MV16**21C* | 46500 | 12.7 | 16.5 | 48000 | 9.5 | 29800 | 1 | HRCU-A-CB |  |  | 334 | 998 | Yes
5547091 | Active | Systems | SXT+ R410A HP | KEEPRITE | CCH948GKA2* |  | EA*4X60*24A* | MV20**24C* | 46000 | 12.7 | 16.5 | 47500 | 9.5 | 29800 | 1 | HRCU-A-CB |  |  | 330 | 998 | Yes
5547044 | Active | Systems | SXT+ R410A HP | KEEPRITE | CCH948GKA2* |  | EA*4X60*24A* | OMV154L20A | 46000 | 12.5 | 16.2 | 48000 | 9.2 | 30000 | 1 | HRCU-A-CB |  |  | 336 | 1031 | Yes
5546932 | Active | Systems | SXT+ R410A HP | KEEPRITE | CCH948GKA2* |  | EA*4X60*24A*+WALLCON | *8MV*1102120** | 46000 | 12.7 | 16.2 | 48000 | 9.2 | 30000 | 1 | HRCU-A-CB |  |  | 336 | 1031 | Yes
5546933 | Active | Systems | SXT+ R410A HP | KEEPRITE | CCH948GKA2* |  | EA*4X60*24A*+WALLCON | *8MV*1352422** | 46000 | 12.7 | 16.5 | 48000 | 9.5 | 29800 | 1 | HRCU-A-CB |  |  | 330 | 998 | Yes
5546993 | Active | Systems | SXT+ R410A HP | KEEPRITE | CCH948GKA2* |  | EA*4X60*24A*+WALLCON | *9MA*0802120A** | 46000 | 12.5 | 16 | 48000 | 9 | 30200 | 1 | HRCU-A-CB |  |  | 340 | 1053 | Yes
5546994 | Active | Systems | SXT+ R410A HP | KEEPRITE | CCH948GKA2* |  | EA*4X60*24A*+WALLCON | *9MA*1002122A** | 46000 | 12.7 | 16.2 | 48000 | 9 | 30000 | 1 | HRCU-A-CB |  |  | 336 | 1053 | Yes
5546970 | Active | Systems | SXT+ R410A HP | KEEPRITE | CCH948GKA2* |  | EA*4X60*24A*+WALLCON | *9MA*1202422A** | 46000 | 12.5 | 16 | 48000 | 9.2 | 30000 | 1 | HRCU-A-CB |  |  | 340 | 1031 | Yes
5546913 | Active | Systems | SXT+ R410A HP | KEEPRITE | CCH948GKA2* |  | EHD4X48A** | *8MX*1102120** | 45500 | 12.5 | 16.2 | 48000 | 9 | 29800 | 1 | HRCU-A-CB |  |  | 333 | 1053 | Yes
5547079 | Active | Systems | SXT+ R410A HP | KEEPRITE | CCH948GKA2* |  | EHD4X48A** | *9MV*0802120A** | 44500 | 12.5 | 15.7 | 47500 | 9 | 29600 | 1 | HRCU-A-CB |  |  | 336 | 1053 | Yes
5547080 | Active | Systems | SXT+ R410A HP | KEEPRITE | CCH948GKA2* |  | EHD4X48A** | *9MV*1002120A** | 44500 | 12.5 | 16 | 47000 | 9 | 29400 | 1 | HRCU-A-CB |  |  | 329 | 1053 | Yes
5547081 | Active | Systems | SXT+ R410A HP | KEEPRITE | CCH948GKA2* |  | EHD4X48A** | *9MV*1202422A** | 44500 | 12.5 | 16 | 47500 | 9 | 29600 | 1 | HRCU-A-CB |  |  | 329 | 1053 | Yes
5547100 | Active | Systems | SXT+ R410A HP | KEEPRITE | CCH948GKA2* |  | EHD4X48A** | MV16**21C* | 46000 | 12.5 | 16.2 | 48000 | 9.2 | 30000 | 1 | HRCU-A-CB |  |  | 336 | 1031 | Yes
5547101 | Active | Systems | SXT+ R410A HP | KEEPRITE | CCH948GKA2* |  | EHD4X48A** | MV20**24C* | 45500 | 12.5 | 16.2 | 47500 | 9.2 | 29800 | 1 | HRCU-A-CB |  |  | 333 | 1031 | Yes
5546947 | Active | Systems | SXT+ R410A HP | KEEPRITE | CCH948GKA2* |  | EHD4X48A**+WALLCON | *8MV*1102120** | 45500 | 12.5 | 16.2 | 48000 | 9 | 30000 | 1 | HRCU-A-CB |  |  | 333 | 1053 | Yes
5546948 | Active | Systems | SXT+ R410A HP | KEEPRITE | CCH948GKA2* |  | EHD4X48A**+WALLCON | *8MV*1352422** | 45500 | 12.7 | 16.2 | 48000 | 9.2 | 29800 | 1 | HRCU-A-CB |  |  | 333 | 1031 | Yes
5547024 | Active | Systems | SXT+ R410A HP | KEEPRITE | CCH948GKA2* |  | EHD4X48A**+WALLCON | *9MA*1002122A** | 45500 | 12.5 | 16 | 48000 | 9 | 30000 | 1 | HRCU-A-CB |  |  | 337 | 1053 | Yes
5546918 | Active | Systems | SXT+ R410A HP | KEEPRITE | CCH948GKA2* |  | EHD4X60A** | *8MX*0902116** | 46500 | 12.5 | 16.2 | 48000 | 9.5 | 30200 | 1 | HRCU-A-CB |  |  | 340 | 998 | Yes
5546919 | Active | Systems | SXT+ R410A HP | KEEPRITE | CCH948GKA2* |  | EHD4X60A** | *8MX*1102120** | 46500 | 12.7 | 16.5 | 48000 | 9.5 | 29800 | 1 | HRCU-A-CB |  |  | 334 | 998 | Yes
5546920 | Active | Systems | SXT+ R410A HP | KEEPRITE | CCH948GKA2* |  | EHD4X60A** | *8MX*1352420** | 46500 | 12.7 | 16.2 | 48000 | 9.5 | 30000 | 1 | HRCU-A-CB |  |  | 340 | 998 | Yes
5547083 | Active | Systems | SXT+ R410A HP | KEEPRITE | CCH948GKA2* |  | EHD4X60A** | *9MV*0802120A** | 45500 | 12.7 | 16.2 | 47500 | 9 | 29600 | 1 | HRCU-A-CB |  |  | 333 | 1053 | Yes
5547084 | Active | Systems | SXT+ R410A HP | KEEPRITE | CCH948GKA2* |  | EHD4X60A** | *9MV*1002120A** | 45000 | 12.7 | 16.2 | 47500 | 9 | 29600 | 1 | HRCU-A-CB |  |  | 329 | 1053 | Yes
5547085 | Active | Systems | SXT+ R410A HP | KEEPRITE | CCH948GKA2* |  | EHD4X60A** | *9MV*1202422A** | 45500 | 12.7 | 16.2 | 47500 | 9 | 29600 | 1 | HRCU-A-CB |  |  | 333 | 1053 | Yes
5547030 | Active | Systems | SXT+ R410A HP | KEEPRITE | CCH948GKA2* |  | EHD4X60A** | *9MX*0802120A** | 46500 | 12.5 | 16 | 48000 | 9.5 | 30200 | 1 | HRCU-A-CB |  |  | 344 | 998 | Yes
5547031 | Active | Systems | SXT+ R410A HP | KEEPRITE | CCH948GKA2* |  | EHD4X60A** | *9MX*1002120A** | 46500 | 12.5 | 16.2 | 48000 | 9.5 | 30000 | 1 | HRCU-A-CB |  |  | 340 | 998 | Yes
5546968 | Active | Systems | SXT+ R410A HP | KEEPRITE | CCH948GKA2* |  | EHD4X60A** | *9MX*1202422A** | 46500 | 12.5 | 16 | 48000 | 9.5 | 30200 | 1 | HRCU-A-CB |  |  | 344 | 998 | Yes
5547102 | Active | Systems | SXT+ R410A HP | KEEPRITE | CCH948GKA2* |  | EHD4X60A** | MV16**21C* | 46500 | 12.7 | 16.7 | 48000 | 9.5 | 29800 | 1 | HRCU-A-CB |  |  | 330 | 998 | Yes
5547103 | Active | Systems | SXT+ R410A HP | KEEPRITE | CCH948GKA2* |  | EHD4X60A** | MV20**24C* | 46500 | 12.7 | 16.7 | 48000 | 9.5 | 29600 | 1 | HRCU-A-CB |  |  | 330 | 998 | Yes
5547042 | Active | Systems | SXT+ R410A HP | KEEPRITE | CCH948GKA2* |  | EHD4X60A** | NOMV156E19* | 46000 | 12.5 | 15.7 | 48000 | 8.5 | 30000 | 1 | HRCU-A-CB |  |  | 347 | 1115 | Yes
5547049 | Active | Systems | SXT+ R410A HP | KEEPRITE | CCH948GKA2* |  | EHD4X60A** | OMV154L20A | 46500 | 12.5 | 16.2 | 48000 | 9.2 | 30000 | 1 | HRCU-A-CB |  |  | 340 | 1031 | Yes
5546949 | Active | Systems | SXT+ R410A HP | KEEPRITE | CCH948GKA2* |  | EHD4X60A**+WALLCON | *8MV*0901716** | 46000 | 12.7 | 16.5 | 48000 | 9.2 | 30000 | 1 | HRCU-A-CB |  |  | 330 | 1031 | Yes
5546950 | Active | Systems | SXT+ R410A HP | KEEPRITE | CCH948GKA2* |  | EHD4X60A**+WALLCON | *8MV*1102120** | 46000 | 12.7 | 16.5 | 48000 | 9.5 | 30000 | 1 | HRCU-A-CB |  |  | 330 | 998 | Yes
5546951 | Active | Systems | SXT+ R410A HP | KEEPRITE | CCH948GKA2* |  | EHD4X60A**+WALLCON | *8MV*1352422** | 46000 | 13 | 16.7 | 48000 | 9.5 | 29800 | 1 | HRCU-A-CB |  |  | 326 | 998 | Yes
5547028 | Active | Systems | SXT+ R410A HP | KEEPRITE | CCH948GKA2* |  | EHD4X60A**+WALLCON | *9MA*0802120A** | 46000 | 12.5 | 16.2 | 48000 | 9 | 30000 | 1 | HRCU-A-CB |  |  | 336 | 1053 | Yes
5547029 | Active | Systems | SXT+ R410A HP | KEEPRITE | CCH948GKA2* |  | EHD4X60A**+WALLCON | *9MA*1002122A** | 46000 | 12.7 | 16.2 | 48000 | 9 | 30000 | 1 | HRCU-A-CB |  |  | 336 | 1053 | Yes
5546976 | Active | Systems | SXT+ R410A HP | KEEPRITE | CCH948GKA2* |  | EHD4X60A**+WALLCON | *9MA*1202422A** | 46000 | 12.7 | 16.2 | 48000 | 9.2 | 30000 | 1 | HRCU-A-CB |  |  | 336 | 1031 | Yes
5546892 | Active | Systems | SXT+ R410A HP | KEEPRITE | CCH948GKA2* |  | EN(A,D)4X48*24** | *8MX*1102120** | 45500 | 12.5 | 16.2 | 47000 | 9 | 29800 | 1 | HRCU-A-CB |  |  | 333 | 1053 | Yes
5547068 | Active | Systems | SXT+ R410A HP | KEEPRITE | CCH948GKA2* |  | EN(A,D)4X48*24** | *9MV*1202422A** | 44500 | 12.5 | 16 | 47000 | 9 | 29600 | 1 | HRCU-A-CB |  |  | 329 | 1053 | Yes
5547093 | Active | Systems | SXT+ R410A HP | KEEPRITE | CCH948GKA2* |  | EN(A,D)4X48*24** | MV16**21C* | 45500 | 12.5 | 16.2 | 48000 | 9.2 | 29800 | 1 | HRCU-A-CB |  |  | 333 | 1031 | Yes
5547094 | Active | Systems | SXT+ R410A HP | KEEPRITE | CCH948GKA2* |  | EN(A,D)4X48*24** | MV20**24C* | 45500 | 12.5 | 16.2 | 47500 | 9.2 | 29600 | 1 | HRCU-A-CB |  |  | 333 | 1031 | Yes
5546936 | Active | Systems | SXT+ R410A HP | KEEPRITE | CCH948GKA2* |  | EN(A,D)4X48*24**+WALLCON | *8MV*1102120** | 45000 | 12.5 | 16.2 | 48000 | 9 | 29800 | 1 | HRCU-A-CB |  |  | 329 | 1053 | Yes
5546937 | Active | Systems | SXT+ R410A HP | KEEPRITE | CCH948GKA2* |  | EN(A,D)4X48*24**+WALLCON | *8MV*1352422** | 45000 | 12.7 | 16.2 | 47000 | 9.2 | 29800 | 1 | HRCU-A-CB |  |  | 329 | 1031 | Yes
5547004 | Active | Systems | SXT+ R410A HP | KEEPRITE | CCH948GKA2* |  | EN(A,D)4X48*24**+WALLCON | *9MA*1002122A** | 45000 | 12.5 | 16 | 48000 | 9 | 29800 | 1 | HRCU-A-CB |  |  | 333 | 1053 | Yes
5546889 | Active | Systems | SXT+ R410A HP | KEEPRITE | CCH948GKA2* |  | EN(A,D,W)4X48*21** | *8MX*1102120** | 45500 | 12.5 | 16.2 | 47000 | 9 | 29800 | 1 | HRCU-A-CB |  |  | 333 | 1053 | Yes
5547092 | Active | Systems | SXT+ R410A HP | KEEPRITE | CCH948GKA2* |  | EN(A,D,W)4X48*21** | MV16**21C* | 45500 | 12.5 | 16.2 | 48000 | 9.2 | 29800 | 1 | HRCU-A-CB |  |  | 333 | 1031 | Yes
5546935 | Active | Systems | SXT+ R410A HP | KEEPRITE | CCH948GKA2* |  | EN(A,D,W)4X48*21**+WALLCON | *8MV*1102120** | 45000 | 12.5 | 16.2 | 48000 | 9 | 29800 | 1 | HRCU-A-CB |  |  | 329 | 1053 | Yes
5546999 | Active | Systems | SXT+ R410A HP | KEEPRITE | CCH948GKA2* |  | EN(A,D,W)4X48*21**+WALLCON | *9MA*1002122A** | 45000 | 12.5 | 16 | 48000 | 9 | 29800 | 1 | HRCU-A-CB |  |  | 333 | 1053 | Yes
5546895 | Active | Systems | SXT+ R410A HP | KEEPRITE | CCH948GKA2* |  | EN(A,D,W)4X60*24** | *8MX*0902116** | 46000 | 12.5 | 16.2 | 48000 | 9.2 | 30000 | 1 | HRCU-A-CB |  |  | 336 | 1031 | Yes
5546896 | Active | Systems | SXT+ R410A HP | KEEPRITE | CCH948GKA2* |  | EN(A,D,W)4X60*24** | *8MX*1102120** | 46000 | 12.7 | 16.5 | 48000 | 9.5 | 29800 | 1 | HRCU-A-CB |  |  | 330 | 998 | Yes
5546897 | Active | Systems | SXT+ R410A HP | KEEPRITE | CCH948GKA2* |  | EN(A,D,W)4X60*24** | *8MX*1352420** | 46000 | 12.5 | 16 | 48000 | 9.5 | 30000 | 1 | HRCU-A-CB |  |  | 340 | 998 | Yes
5547069 | Active | Systems | SXT+ R410A HP | KEEPRITE | CCH948GKA2* |  | EN(A,D,W)4X60*24** | *9MV*0802120A** | 45000 | 12.5 | 16 | 47500 | 9 | 29600 | 1 | HRCU-A-CB |  |  | 333 | 1053 | Yes
5547070 | Active | Systems | SXT+ R410A HP | KEEPRITE | CCH948GKA2* |  | EN(A,D,W)4X60*24** | *9MV*1002120A** | 45000 | 12.7 | 16.2 | 47000 | 9 | 29600 | 1 | HRCU-A-CB |  |  | 329 | 1053 | Yes
5547071 | Active | Systems | SXT+ R410A HP | KEEPRITE | CCH948GKA2* |  | EN(A,D,W)4X60*24** | *9MV*1202422A** | 45000 | 12.7 | 16.2 | 47500 | 9 | 29600 | 1 | HRCU-A-CB |  |  | 329 | 1053 | Yes
5547011 | Active | Systems | SXT+ R410A HP | KEEPRITE | CCH948GKA2* |  | EN(A,D,W)4X60*24** | *9MX*1002120A** | 46000 | 12.5 | 16 | 48000 | 9.5 | 30000 | 1 | HRCU-A-CB |  |  | 340 | 998 | Yes
5546960 | Active | Systems | SXT+ R410A HP | KEEPRITE | CCH948GKA2* |  | EN(A,D,W)4X60*24** | *9MX*1202422A** | 46000 | 12.5 | 15.7 | 48000 | 9.5 | 30000 | 1 | HRCU-A-CB |  |  | 347 | 998 | Yes
5547095 | Active | Systems | SXT+ R410A HP | KEEPRITE | CCH948GKA2* |  | EN(A,D,W)4X60*24** | MV16**21C* | 46500 | 12.7 | 16.5 | 48000 | 9.5 | 29800 | 1 | HRCU-A-CB |  |  | 334 | 998 | Yes
5547096 | Active | Systems | SXT+ R410A HP | KEEPRITE | CCH948GKA2* |  | EN(A,D,W)4X60*24** | MV20**24C* | 46000 | 12.7 | 16.7 | 47500 | 9.5 | 29600 | 1 | HRCU-A-CB |  |  | 326 | 998 | Yes
5547046 | Active | Systems | SXT+ R410A HP | KEEPRITE | CCH948GKA2* |  | EN(A,D,W)4X60*24** | OMV154L20A | 46000 | 12.5 | 16.2 | 48000 | 9.2 | 29800 | 1 | HRCU-A-CB |  |  | 336 | 1031 | Yes
5546938 | Active | Systems | SXT+ R410A HP | KEEPRITE | CCH948GKA2* |  | EN(A,D,W)4X60*24**+WALLCON | *8MV*1102120** | 46000 | 12.7 | 16.5 | 48000 | 9.5 | 29800 | 1 | HRCU-A-CB |  |  | 330 | 998 | Yes
5546939 | Active | Systems | SXT+ R410A HP | KEEPRITE | CCH948GKA2* |  | EN(A,D,W)4X60*24**+WALLCON | *8MV*1352422** | 46000 | 12.7 | 16.5 | 47000 | 9.5 | 29800 | 1 | HRCU-A-CB |  |  | 330 | 998 | Yes
5547008 | Active | Systems | SXT+ R410A HP | KEEPRITE | CCH948GKA2* |  | EN(A,D,W)4X60*24**+WALLCON | *9MA*0802120A** | 45500 | 12.5 | 16.2 | 48000 | 9 | 30000 | 1 | HRCU-A-CB |  |  | 333 | 1053 | Yes
5547009 | Active | Systems | SXT+ R410A HP | KEEPRITE | CCH948GKA2* |  | EN(A,D,W)4X60*24**+WALLCON | *9MA*1002122A** | 46000 | 12.7 | 16.2 | 48000 | 9 | 30000 | 1 | HRCU-A-CB |  |  | 336 | 1053 | Yes
5546972 | Active | Systems | SXT+ R410A HP | KEEPRITE | CCH948GKA2* |  | EN(A,D,W)4X60*24**+WALLCON | *9MA*1202422A** | 45500 | 12.5 | 16.2 | 48000 | 9.2 | 30000 | 1 | HRCU-A-CB |  |  | 333 | 1031 | Yes
5546901 | Active | Systems | SXT+ R410A HP | KEEPRITE | CCH948GKA2* |  | ENH4X48*21** | *8MX*1102120** | 45500 | 12.5 | 16.2 | 47000 | 9 | 29800 | 1 | HRCU-A-CB |  |  | 333 | 1053 | Yes
5547097 | Active | Systems | SXT+ R410A HP | KEEPRITE | CCH948GKA2* |  | ENH4X48*21** | MV16**21C* | 45500 | 12.5 | 16.2 | 48000 | 9.2 | 29800 | 1 | HRCU-A-CB |  |  | 333 | 1031 | Yes
5546941 | Active | Systems | SXT+ R410A HP | KEEPRITE | CCH948GKA2* |  | ENH4X48*21**+WALLCON | *8MV*1102120** | 45000 | 12.5 | 16.2 | 48000 | 9 | 29800 | 1 | HRCU-A-CB |  |  | 329 | 1053 | Yes
5547014 | Active | Systems | SXT+ R410A HP | KEEPRITE | CCH948GKA2* |  | ENH4X48*21**+WALLCON | *9MA*1002122A** | 45000 | 12.5 | 16 | 48000 | 9 | 29800 | 1 | HRCU-A-CB |  |  | 333 | 1053 | Yes
5546906 | Active | Systems | SXT+ R410A HP | KEEPRITE | CCH948GKA2* |  | ENH4X60*24** | *8MX*0902116** | 46000 | 12.5 | 16.2 | 48000 | 9.2 | 30000 | 1 | HRCU-A-CB |  |  | 336 | 1031 | Yes
5546907 | Active | Systems | SXT+ R410A HP | KEEPRITE | CCH948GKA2* |  | ENH4X60*24** | *8MX*1102120** | 46000 | 12.7 | 16.5 | 48000 | 9.5 | 29800 | 1 | HRCU-A-CB |  |  | 330 | 998 | Yes
5546908 | Active | Systems | SXT+ R410A HP | KEEPRITE | CCH948GKA2* |  | ENH4X60*24** | *8MX*1352420** | 46000 | 12.5 | 16 | 48000 | 9.5 | 30000 | 1 | HRCU-A-CB |  |  | 340 | 998 | Yes
5547075 | Active | Systems | SXT+ R410A HP | KEEPRITE | CCH948GKA2* |  | ENH4X60*24** | *9MV*0802120A** | 45000 | 12.5 | 16 | 47500 | 9 | 29600 | 1 | HRCU-A-CB |  |  | 333 | 1053 | Yes
5547076 | Active | Systems | SXT+ R410A HP | KEEPRITE | CCH948GKA2* |  | ENH4X60*24** | *9MV*1002120A** | 45000 | 12.7 | 16.2 | 47000 | 9 | 29600 | 1 | HRCU-A-CB |  |  | 329 | 1053 | Yes
5547077 | Active | Systems | SXT+ R410A HP | KEEPRITE | CCH948GKA2* |  | ENH4X60*24** | *9MV*1202422A** | 45000 | 12.7 | 16.2 | 47500 | 9 | 29600 | 1 | HRCU-A-CB |  |  | 329 | 1053 | Yes
5547021 | Active | Systems | SXT+ R410A HP | KEEPRITE | CCH948GKA2* |  | ENH4X60*24** | *9MX*1002120A** | 46000 | 12.5 | 16 | 48000 | 9.5 | 30000 | 1 | HRCU-A-CB |  |  | 340 | 998 | Yes
5546964 | Active | Systems | SXT+ R410A HP | KEEPRITE | CCH948GKA2* |  | ENH4X60*24** | *9MX*1202422A** | 46000 | 12.5 | 15.7 | 48000 | 9.5 | 30000 | 1 | HRCU-A-CB |  |  | 347 | 998 | Yes
5547098 | Active | Systems | SXT+ R410A HP | KEEPRITE | CCH948GKA2* |  | ENH4X60*24** | MV16**21C* | 46500 | 12.7 | 16.5 | 48000 | 9.5 | 29800 | 1 | HRCU-A-CB |  |  | 334 | 998 | Yes
5547099 | Active | Systems | SXT+ R410A HP | KEEPRITE | CCH948GKA2* |  | ENH4X60*24** | MV20**24C* | 46000 | 12.7 | 16.7 | 47500 | 9.5 | 29600 | 1 | HRCU-A-CB |  |  | 326 | 998 | Yes
5547047 | Active | Systems | SXT+ R410A HP | KEEPRITE | CCH948GKA2* |  | ENH4X60*24** | OMV154L20A | 46000 | 12.5 | 16.2 | 48000 | 9.2 | 29800 | 1 | HRCU-A-CB |  |  | 336 | 1031 | Yes
5546943 | Active | Systems | SXT+ R410A HP | KEEPRITE | CCH948GKA2* |  | ENH4X60*24**+WALLCON | *8MV*0901716** | 45500 | 12.5 | 16.2 | 48000 | 9.2 | 30000 | 1 | HRCU-A-CB |  |  | 333 | 1031 | Yes
5546944 | Active | Systems | SXT+ R410A HP | KEEPRITE | CCH948GKA2* |  | ENH4X60*24**+WALLCON | *8MV*1102120** | 46000 | 12.7 | 16.5 | 48000 | 9.5 | 29800 | 1 | HRCU-A-CB |  |  | 330 | 998 | Yes
5546945 | Active | Systems | SXT+ R410A HP | KEEPRITE | CCH948GKA2* |  | ENH4X60*24**+WALLCON | *8MV*1352422** | 46000 | 12.7 | 16.5 | 47000 | 9.5 | 29800 | 1 | HRCU-A-CB |  |  | 330 | 998 | Yes
5547018 | Active | Systems | SXT+ R410A HP | KEEPRITE | CCH948GKA2* |  | ENH4X60*24**+WALLCON | *9MA*0802120A** | 45500 | 12.5 | 16.2 | 48000 | 9 | 30000 | 1 | HRCU-A-CB |  |  | 333 | 1053 | Yes
5547019 | Active | Systems | SXT+ R410A HP | KEEPRITE | CCH948GKA2* |  | ENH4X60*24**+WALLCON | *9MA*1002122A** | 46000 | 12.7 | 16.2 | 48000 | 9 | 30000 | 1 | HRCU-A-CB |  |  | 336 | 1053 | Yes
5546974 | Active | Systems | SXT+ R410A HP | KEEPRITE | CCH948GKA2* |  | ENH4X60*24**+WALLCON | *9MA*1202422A** | 45500 | 12.5 | 16.2 | 48000 | 9.2 | 30000 | 1 | HRCU-A-CB |  |  | 333 | 1031 | Yes
5546952 | Active | Systems | SXT+ R410A HP | KEEPRITE | CCH948GKA2* |  | FCM4X48****+WALLCON |  | 46000 | 12.7 | 16.5 | 47000 | 9.2 | 29800 | 1 | HRCU-A-CB |  |  | 330 | 1031 | Yes
5546857 | Active | Systems | SXT+ R410A HP | KEEPRITE | CCH948GKA2* |  | FCM4X60****+WALLCON |  | 47000 | 13.2 | 17 | 48000 | 9.5 | 29800 | 1 | HRCU-A-CB | Yes |  | 327 | 998 | Yes
5546923 | Active | Systems | SXT+ R410A HP | KEEPRITE | CCH948GKA2* |  | FVM4X48**** |  | 46000 | 12.7 | 16.5 | 47000 | 9.2 | 29800 | 1 | HRCU-A-CB |  |  | 330 | 1031 | Yes
5546924 | Active | Systems | SXT+ R410A HP | KEEPRITE | CCH948GKA2* |  | FVM4X60**** |  | 47000 | 13 | 17 | 48000 | 9.5 | 29600 | 1 | HRCU-A-CB |  |  | 327 | 998 | Yes
5258848 | Discontinued | Systems | SXT+ R410A HP | KEEPRITE | CCH960GKA* |  | FCM4X60****+WALLCON |  | 55500 | 12.5 | 16 | 57000 | 9 | 36800 | 1 | HRCU-A-CB | Yes |  | 411 | 1264 | Yes
5547970 | Active | Systems | SXT+ R410A HP | KEEPRITE | CCH960GKA2* |  | FCM4X60****+WALLCON |  | 56000 | 12.5 | 16 | 57000 | 9 | 36000 | 1 | HRCU-A-CB | Yes |  | 414 | 1264 | Yes
4990059 | Active | Systems | KEEPRITE 15 R410A HP | KEEPRITE | CSH518GKA* |  | FCM4X24****+WALLCON |  | 17900 | 12.5 | 15 | 17200 | 8.5 | 10400 | 1 | HRCU-A-CB |  |  | 141 | 335 | Yes
4990058 | Active | Systems | KEEPRITE 15 R410A HP | KEEPRITE | CSH518GKA* |  | FVM4X24**** |  | 17900 | 12.5 | 15 | 17200 | 8.5 | 10400 | 1 | HRCU-A-CB |  |  | 141 | 335 | Yes
4989918 | Active | Systems | KEEPRITE 15 R410A HP | KEEPRITE | CSH518GKA* |  | FXM4X18**A* |  | 18100 | 12.5 | 15 | 17600 | 8.5 | 10600 | 1 | HRCU-A-CB | Yes |  | 143 | 446 | Yes
5416432 | Active | Systems | KEEPRITE 15 R410A HP | KEEPRITE | CSH524GKA* |  | EA*4X24*14A* | MV08**14C* | 23400 | 12.5 | 15.2 | 24000 | 8.5 | 14600 | 1 | HRCU-A-CB |  |  | 182 | 558 | Yes
4991759 | Active | Systems | KEEPRITE 15 R410A HP | KEEPRITE | CSH524GKA* |  | EA*4X24*17A* | *8MV*0901716** | 23400 | 12.5 | 15 | 24000 | 8.5 | 14000 | 1 | HRCU-A-CB |  |  | 185 | 558 | Yes
4991829 | Active | Systems | KEEPRITE 15 R410A HP | KEEPRITE | CSH524GKA* |  | EA*4X24*17A* | *9MV*0801716A** | 23400 | 12.5 | 15 | 24000 | 8.5 | 14200 | 1 | HRCU-A-CB |  |  | 185 | 558 | Yes
5416433 | Active | Systems | KEEPRITE 15 R410A HP | KEEPRITE | CSH524GKA* |  | EA*4X24*17A* | MV08**14C* | 23400 | 12.5 | 15.2 | 24000 | 8.5 | 14600 | 1 | HRCU-A-CB |  |  | 182 | 558 | Yes
5416434 | Active | Systems | KEEPRITE 15 R410A HP | KEEPRITE | CSH524GKA* |  | EA*4X24*17A* | MV12**17C* | 23600 | 12.5 | 15.2 | 24000 | 8.5 | 14600 | 1 | HRCU-A-CB |  |  | 184 | 558 | Yes
4991921 | Active | Systems | KEEPRITE 15 R410A HP | KEEPRITE | CSH524GKA* |  | EA*4X24*17A* | OMV112K14A | 23600 | 12.5 | 15 | 24000 | 8.5 | 14100 | 1 | HRCU-A-CB |  |  | 186 | 558 | Yes
4991761 | Active | Systems | KEEPRITE 15 R410A HP | KEEPRITE | CSH524GKA* |  | EA*4X30*14A* | *8MV*0701412** | 23400 | 12.5 | 15 | 24000 | 8.5 | 14100 | 1 | HRCU-A-CB |  |  | 185 | 558 | Yes
5416435 | Active | Systems | KEEPRITE 15 R410A HP | KEEPRITE | CSH524GKA* |  | EA*4X30*14A* | MV08**14C* | 23600 | 12.5 | 15.2 | 24000 | 8.5 | 14600 | 1 | HRCU-A-CB |  |  | 184 | 558 | Yes
4991764 | Active | Systems | KEEPRITE 15 R410A HP | KEEPRITE | CSH524GKA* |  | EA*4X30*17A* | *8MV*0901716** | 23600 | 12.5 | 15 | 24000 | 8.5 | 14100 | 1 | HRCU-A-CB |  |  | 186 | 558 | Yes
4991835 | Active | Systems | KEEPRITE 15 R410A HP | KEEPRITE | CSH524GKA* |  | EA*4X30*17A* | *9MA*0801714A** | 23400 | 12.5 | 15 | 24000 | 8.5 | 14100 | 1 | HRCU-A-CB |  |  | 185 | 558 | Yes
4991837 | Active | Systems | KEEPRITE 15 R410A HP | KEEPRITE | CSH524GKA* |  | EA*4X30*17A* | *9MV*0601714A** | 23600 | 12.5 | 15 | 24200 | 8.5 | 14300 | 1 | HRCU-A-CB |  |  | 186 | 558 | Yes
4991838 | Active | Systems | KEEPRITE 15 R410A HP | KEEPRITE | CSH524GKA* |  | EA*4X30*17A* | *9MV*0801716A** | 23800 | 12.5 | 15 | 24200 | 8.5 | 14300 | 1 | HRCU-A-CB |  |  | 188 | 558 | Yes
4991840 | Active | Systems | KEEPRITE 15 R410A HP | KEEPRITE | CSH524GKA* |  | EA*4X30*17A* | *9MX*0601714A** | 23800 | 12.5 | 15 | 24200 | 8.5 | 14300 | 1 | HRCU-A-CB |  |  | 188 | 558 | Yes
5416436 | Active | Systems | KEEPRITE 15 R410A HP | KEEPRITE | CSH524GKA* |  | EA*4X30*17A* | MV08**14C* | 23600 | 12.5 | 15.2 | 24000 | 8.5 | 14600 | 1 | HRCU-A-CB |  |  | 184 | 558 | Yes
5416437 | Active | Systems | KEEPRITE 15 R410A HP | KEEPRITE | CSH524GKA* |  | EA*4X30*17A* | MV12**17C* | 23800 | 12.7 | 15.2 | 24000 | 9 | 14700 | 1 | HRCU-A-CB |  |  | 185 | 527 | Yes
5688896 | Active | Systems | KEEPRITE 15 R410A HP | KEEPRITE | CSH524GKA* |  | EA*4X30*17A* | OLV098A12* | 23800 | 12.5 | 15 | 24200 | 8.5 | 14300 | 1 | HRCU-A-CB |  |  | 188 | 558 | Yes
5688891 | Active | Systems | KEEPRITE 15 R410A HP | KEEPRITE | CSH524GKA* |  | EA*4X30*17A* | OMV098J12* | 23800 | 12.5 | 15 | 24200 | 8.5 | 14400 | 1 | HRCU-A-CB |  |  | 188 | 558 | Yes
4991924 | Active | Systems | KEEPRITE 15 R410A HP | KEEPRITE | CSH524GKA* |  | EA*4X30*17A* | OMV112K14A | 23800 | 12.5 | 15 | 24000 | 8.5 | 14200 | 1 | HRCU-A-CB |  |  | 188 | 558 | Yes
5416438 | Active | Systems | KEEPRITE 15 R410A HP | KEEPRITE | CSH524GKA* |  | EA*4X36*14A* | MV08**14C* | 23800 | 12.5 | 15.2 | 24000 | 8.5 | 14600 | 1 | HRCU-A-CB |  |  | 185 | 558 | Yes
5416439 | Active | Systems | KEEPRITE 15 R410A HP | KEEPRITE | CSH524GKA* |  | EA*4X36*17A* | MV08**14C* | 23800 | 12.5 | 15.2 | 24000 | 8.5 | 14600 | 1 | HRCU-A-CB |  |  | 185 | 558 | Yes
5416440 | Active | Systems | KEEPRITE 15 R410A HP | KEEPRITE | CSH524GKA* |  | EA*4X36*17A* | MV12**17C* | 23800 | 12.7 | 15.5 | 24000 | 9 | 14700 | 1 | HRCU-A-CB |  |  | 182 | 527 | Yes
5416441 | Active | Systems | KEEPRITE 15 R410A HP | KEEPRITE | CSH524GKA* |  | EA*4X36*21A* | MV12**17C* | 24000 | 12.7 | 15.5 | 24000 | 9 | 14700 | 1 | HRCU-A-CB |  |  | 183 | 527 | Yes
4991986 | Discontinued | Systems | KEEPRITE 15 R410A HP | KEEPRITE | CSH524GKA* |  | ED*4X24F** | *8MV*0901716** | 23400 | 12.5 | 15 | 24000 | 8.5 | 14000 | 1 | HRCU-A-CB |  |  | 185 | 558 | Yes
4991987 | Discontinued | Systems | KEEPRITE 15 R410A HP | KEEPRITE | CSH524GKA* |  | ED*4X24F** | *8MV*1102120** | 23400 | 12.5 | 15 | 24000 | 8.5 | 14100 | 1 | HRCU-A-CB |  |  | 185 | 558 | Yes
5149946 | Discontinued | Systems | KEEPRITE 15 R410A HP | KEEPRITE | CSH524GKA* |  | ED*4X24F** | *9MA*0802120A** | 23800 | 12.5 | 15 | 24200 | 8.5 | 14200 | 1 | HRCU-A-CB |  |  | 188 | 558 | Yes
5149947 | Discontinued | Systems | KEEPRITE 15 R410A HP | KEEPRITE | CSH524GKA* |  | ED*4X24F** | *9MA*1002122A** | 24000 | 12.5 | 15 | 24200 | 8.5 | 14300 | 1 | HRCU-A-CB |  |  | 189 | 558 | Yes
4991983 | Discontinued | Systems | KEEPRITE 15 R410A HP | KEEPRITE | CSH524GKA* |  | ED*4X24F** | *9MV*0801716A** | 23400 | 12.5 | 15 | 24000 | 8.5 | 14200 | 1 | HRCU-A-CB |  |  | 185 | 558 | Yes
5149948 | Discontinued | Systems | KEEPRITE 15 R410A HP | KEEPRITE | CSH524GKA* |  | ED*4X24F** | *9MV*0802120A** | 23800 | 12.5 | 15 | 24000 | 8.5 | 14200 | 1 | HRCU-A-CB |  |  | 188 | 558 | Yes
5149949 | Discontinued | Systems | KEEPRITE 15 R410A HP | KEEPRITE | CSH524GKA* |  | ED*4X24F** | *9MV*1002120A** | 24000 | 12.5 | 15 | 24200 | 8.5 | 14300 | 1 | HRCU-A-CB |  |  | 189 | 558 | Yes
4991998 | Discontinued | Systems | KEEPRITE 15 R410A HP | KEEPRITE | CSH524GKA* |  | ED*4X24F** | OMV112K14A | 23600 | 12.5 | 15 | 24000 | 8.5 | 14100 | 1 | HRCU-A-CB |  |  | 186 | 558 | Yes
4992002 | Discontinued | Systems | KEEPRITE 15 R410A HP | KEEPRITE | CSH524GKA* |  | ED*4X30B** | *8MV*0701412** | 23400 | 12.5 | 15 | 24000 | 8.5 | 14100 | 1 | HRCU-A-CB |  |  | 185 | 558 | Yes
4992014 | Discontinued | Systems | KEEPRITE 15 R410A HP | KEEPRITE | CSH524GKA* |  | ED*4X30F** | *8MV*0901716** | 23600 | 12.5 | 15 | 24000 | 8.5 | 14100 | 1 | HRCU-A-CB |  |  | 186 | 558 | Yes
4992015 | Discontinued | Systems | KEEPRITE 15 R410A HP | KEEPRITE | CSH524GKA* |  | ED*4X30F** | *8MV*1102120** | 23600 | 12.5 | 15 | 24000 | 8.5 | 14100 | 1 | HRCU-A-CB |  |  | 186 | 558 | Yes
5149950 | Discontinued | Systems | KEEPRITE 15 R410A HP | KEEPRITE | CSH524GKA* |  | ED*4X30F** | *9MA*0602120A** | 23800 | 12.5 | 15 | 24000 | 8.5 | 14200 | 1 | HRCU-A-CB |  |  | 188 | 558 | Yes
4992008 | Discontinued | Systems | KEEPRITE 15 R410A HP | KEEPRITE | CSH524GKA* |  | ED*4X30F** | *9MA*0801714A** | 23400 | 12.5 | 15 | 24000 | 8.5 | 14100 | 1 | HRCU-A-CB |  |  | 185 | 558 | Yes
5149951 | Discontinued | Systems | KEEPRITE 15 R410A HP | KEEPRITE | CSH524GKA* |  | ED*4X30F** | *9MA*0802120A** | 24000 | 12.5 | 15 | 24200 | 8.5 | 14300 | 1 | HRCU-A-CB |  |  | 189 | 558 | Yes
5149952 | Discontinued | Systems | KEEPRITE 15 R410A HP | KEEPRITE | CSH524GKA* |  | ED*4X30F** | *9MA*1002122A** | 24200 | 12.5 | 15 | 24200 | 8.5 | 14300 | 1 | HRCU-A-CB |  |  | 191 | 558 | Yes
4992010 | Discontinued | Systems | KEEPRITE 15 R410A HP | KEEPRITE | CSH524GKA* |  | ED*4X30F** | *9MV*0601714A** | 23600 | 12.5 | 15 | 24200 | 8.5 | 14300 | 1 | HRCU-A-CB |  |  | 186 | 558 | Yes
4992011 | Discontinued | Systems | KEEPRITE 15 R410A HP | KEEPRITE | CSH524GKA* |  | ED*4X30F** | *9MV*0801716A** | 23800 | 12.5 | 15 | 24200 | 8.5 | 14300 | 1 | HRCU-A-CB |  |  | 188 | 558 | Yes
5149953 | Discontinued | Systems | KEEPRITE 15 R410A HP | KEEPRITE | CSH524GKA* |  | ED*4X30F** | *9MV*0802120A** | 24200 | 12.5 | 15 | 24200 | 8.5 | 14400 | 1 | HRCU-A-CB |  |  | 191 | 558 | Yes
5149954 | Discontinued | Systems | KEEPRITE 15 R410A HP | KEEPRITE | CSH524GKA* |  | ED*4X30F** | *9MV*1002120A** | 24400 | 12.5 | 15 | 24400 | 9 | 14600 | 1 | HRCU-A-CB |  |  | 193 | 527 | Yes
4992013 | Discontinued | Systems | KEEPRITE 15 R410A HP | KEEPRITE | CSH524GKA* |  | ED*4X30F** | *9MX*0601714A** | 23800 | 12.5 | 15 | 24200 | 8.5 | 14300 | 1 | HRCU-A-CB |  |  | 188 | 558 | Yes
5689009 | Active | Systems | KEEPRITE 15 R410A HP | KEEPRITE | CSH524GKA* |  | ED*4X30F** | OLV098A12* | 23800 | 12.5 | 15 | 24200 | 8.5 | 14300 | 1 | HRCU-A-CB |  |  | 188 | 558 | Yes
5689005 | Active | Systems | KEEPRITE 15 R410A HP | KEEPRITE | CSH524GKA* |  | ED*4X30F** | OMV098J12* | 23800 | 12.5 | 15 | 24200 | 8.5 | 14400 | 1 | HRCU-A-CB |  |  | 188 | 558 | Yes
4992026 | Discontinued | Systems | KEEPRITE 15 R410A HP | KEEPRITE | CSH524GKA* |  | ED*4X30F** | OMV112K14A | 23800 | 12.5 | 15 | 24000 | 8.5 | 14200 | 1 | HRCU-A-CB |  |  | 188 | 558 | Yes
4991789 | Active | Systems | KEEPRITE 15 R410A HP | KEEPRITE | CSH524GKA* |  | EHD4X24A** | *8MV*0901716** | 23600 | 12.5 | 15 | 24000 | 8.5 | 14200 | 1 | HRCU-A-CB |  |  | 186 | 558 | Yes
4991791 | Active | Systems | KEEPRITE 15 R410A HP | KEEPRITE | CSH524GKA* |  | EHD4X24A** | *8MV*1352422** | 23600 | 12.5 | 15 | 24200 | 8.5 | 14300 | 1 | HRCU-A-CB |  |  | 186 | 558 | Yes
5149957 | Active | Systems | KEEPRITE 15 R410A HP | KEEPRITE | CSH524GKA* |  | EHD4X24A** | *9MA*1002122A** | 24200 | 12.5 | 15 | 24400 | 8.5 | 14500 | 1 | HRCU-A-CB |  |  | 191 | 558 | Yes
4991905 | Active | Systems | KEEPRITE 15 R410A HP | KEEPRITE | CSH524GKA* |  | EHD4X24A** | *9MV*1202422A** | 23400 | 12.5 | 15 | 24000 | 8.5 | 14100 | 1 | HRCU-A-CB |  |  | 185 | 558 | Yes
5416457 | Active | Systems | KEEPRITE 15 R410A HP | KEEPRITE | CSH524GKA* |  | EHD4X24A** | MV08**14C* | 23800 | 12.5 | 15.2 | 24000 | 8.5 | 14700 | 1 | HRCU-A-CB |  |  | 185 | 558 | Yes
5416458 | Active | Systems | KEEPRITE 15 R410A HP | KEEPRITE | CSH524GKA* |  | EHD4X24A** | MV12**17C* | 23800 | 12.5 | 15.2 | 24000 | 9 | 14800 | 1 | HRCU-A-CB |  |  | 185 | 527 | Yes
4991951 | Active | Systems | KEEPRITE 15 R410A HP | KEEPRITE | CSH524GKA* |  | EHD4X24A** | OMV112K14A | 23800 | 12.5 | 15 | 24200 | 8.5 | 14300 | 1 | HRCU-A-CB |  |  | 188 | 558 | Yes
4991794 | Active | Systems | KEEPRITE 15 R410A HP | KEEPRITE | CSH524GKA* |  | EHD4X30A** | *8MV*0701412** | 23600 | 12.5 | 15 | 24000 | 8.5 | 14100 | 1 | HRCU-A-CB |  |  | 186 | 558 | Yes
4991795 | Active | Systems | KEEPRITE 15 R410A HP | KEEPRITE | CSH524GKA* |  | EHD4X30A** | *8MV*0901716** | 23800 | 12.5 | 15 | 24000 | 8.5 | 14100 | 1 | HRCU-A-CB |  |  | 188 | 558 | Yes
4991796 | Active | Systems | KEEPRITE 15 R410A HP | KEEPRITE | CSH524GKA* |  | EHD4X30A** | *8MV*1102120** | 23800 | 12.5 | 15 | 24000 | 8.5 | 14200 | 1 | HRCU-A-CB |  |  | 188 | 558 | Yes
4991797 | Active | Systems | KEEPRITE 15 R410A HP | KEEPRITE | CSH524GKA* |  | EHD4X30A** | *8MV*1352422** | 23800 | 12.5 | 15 | 24000 | 8.5 | 14200 | 1 | HRCU-A-CB |  |  | 188 | 558 | Yes
4991798 | Active | Systems | KEEPRITE 15 R410A HP | KEEPRITE | CSH524GKA* |  | EHD4X30A** | *8MX*0451408** | 23800 | 12.5 | 15 | 24200 | 8.5 | 14400 | 1 | HRCU-A-CB |  |  | 188 | 558 | Yes
5149960 | Active | Systems | KEEPRITE 15 R410A HP | KEEPRITE | CSH524GKA* |  | EHD4X30A** | *9MA*0602120A** | 24000 | 12.5 | 15 | 24200 | 8.5 | 14300 | 1 | HRCU-A-CB |  |  | 189 | 558 | Yes
4991909 | Active | Systems | KEEPRITE 15 R410A HP | KEEPRITE | CSH524GKA* |  | EHD4X30A** | *9MA*0801714A** | 23600 | 12.5 | 15 | 24000 | 8.5 | 14200 | 1 | HRCU-A-CB |  |  | 186 | 558 | Yes
5149961 | Active | Systems | KEEPRITE 15 R410A HP | KEEPRITE | CSH524GKA* |  | EHD4X30A** | *9MA*0802120A** | 24200 | 12.5 | 15 | 24400 | 8.5 | 14400 | 1 | HRCU-A-CB |  |  | 191 | 558 | Yes
5149962 | Active | Systems | KEEPRITE 15 R410A HP | KEEPRITE | CSH524GKA* |  | EHD4X30A** | *9MA*1002122A** | 24200 | 12.5 | 15 | 24400 | 9 | 14600 | 1 | HRCU-A-CB |  |  | 191 | 527 | Yes
4991911 | Active | Systems | KEEPRITE 15 R410A HP | KEEPRITE | CSH524GKA* |  | EHD4X30A** | *9MA*1202422A** | 24000 | 12.5 | 15 | 24200 | 8.5 | 14300 | 1 | HRCU-A-CB |  |  | 189 | 558 | Yes
4991913 | Active | Systems | KEEPRITE 15 R410A HP | KEEPRITE | CSH524GKA* |  | EHD4X30A** | *9MV*0601714A** | 23600 | 12.5 | 15 | 24200 | 8.5 | 14200 | 1 | HRCU-A-CB |  |  | 186 | 558 | Yes
4991914 | Active | Systems | KEEPRITE 15 R410A HP | KEEPRITE | CSH524GKA* |  | EHD4X30A** | *9MV*0801716A** | 23800 | 12.5 | 15 | 24200 | 8.5 | 14300 | 1 | HRCU-A-CB |  |  | 188 | 558 | Yes
5149963 | Active | Systems | KEEPRITE 15 R410A HP | KEEPRITE | CSH524GKA* |  | EHD4X30A** | *9MV*0802120A** | 24000 | 12.5 | 15 | 24200 | 8.5 | 14200 | 1 | HRCU-A-CB |  |  | 189 | 558 | Yes
5149964 | Active | Systems | KEEPRITE 15 R410A HP | KEEPRITE | CSH524GKA* |  | EHD4X30A** | *9MV*1002120A** | 24200 | 12.5 | 15 | 24200 | 8.5 | 14300 | 1 | HRCU-A-CB |  |  | 191 | 558 | Yes
4991916 | Active | Systems | KEEPRITE 15 R410A HP | KEEPRITE | CSH524GKA* |  | EHD4X30A** | *9MV*1202422A** | 23800 | 12.5 | 15 | 24200 | 8.5 | 14300 | 1 | HRCU-A-CB |  |  | 188 | 558 | Yes
4991918 | Active | Systems | KEEPRITE 15 R410A HP | KEEPRITE | CSH524GKA* |  | EHD4X30A** | *9MX*0601714A** | 23800 | 12.5 | 15 | 24200 | 8.5 | 14300 | 1 | HRCU-A-CB |  |  | 188 | 558 | Yes
5416459 | Active | Systems | KEEPRITE 15 R410A HP | KEEPRITE | CSH524GKA* |  | EHD4X30A** | MV08**14C* | 23800 | 12.5 | 15.2 | 24000 | 9 | 14700 | 1 | HRCU-A-CB |  |  | 185 | 527 | Yes
5416460 | Active | Systems | KEEPRITE 15 R410A HP | KEEPRITE | CSH524GKA* |  | EHD4X30A** | MV12**17C* | 24000 | 12.7 | 15.2 | 24000 | 9 | 14700 | 1 | HRCU-A-CB |  |  | 187 | 527 | Yes
5688981 | Active | Systems | KEEPRITE 15 R410A HP | KEEPRITE | CSH524GKA* |  | EHD4X30A** | OLV098A12* | 24000 | 12.5 | 15 | 24400 | 8.5 | 14500 | 1 | HRCU-A-CB |  |  | 189 | 558 | Yes
5688976 | Active | Systems | KEEPRITE 15 R410A HP | KEEPRITE | CSH524GKA* |  | EHD4X30A** | OMV098J12* | 24000 | 12.5 | 15 | 24400 | 8.5 | 14500 | 1 | HRCU-A-CB |  |  | 189 | 558 | Yes
4991954 | Active | Systems | KEEPRITE 15 R410A HP | KEEPRITE | CSH524GKA* |  | EHD4X30A** | OMV112K14A | 23800 | 12.5 | 15 | 24200 | 8.5 | 14300 | 1 | HRCU-A-CB |  |  | 188 | 558 | Yes
5416461 | Active | Systems | KEEPRITE 15 R410A HP | KEEPRITE | CSH524GKA* |  | EHD4X36A** | MV08**14C* | 24000 | 12.7 | 15.5 | 24000 | 9 | 14700 | 1 | HRCU-A-CB |  |  | 183 | 527 | Yes
5416462 | Active | Systems | KEEPRITE 15 R410A HP | KEEPRITE | CSH524GKA* |  | EHD4X36A** | MV12**17C* | 24000 | 12.7 | 15.5 | 24000 | 9 | 14700 | 1 | HRCU-A-CB |  |  | 183 | 527 | Yes
4991769 | Active | Systems | KEEPRITE 15 R410A HP | KEEPRITE | CSH524GKA* |  | EN(A,D)4X24*17** | *8MV*0901716** | 23400 | 12.5 | 15 | 24000 | 8.5 | 14100 | 1 | HRCU-A-CB |  |  | 185 | 558 | Yes
5416444 | Active | Systems | KEEPRITE 15 R410A HP | KEEPRITE | CSH524GKA* |  | EN(A,D)4X24*17** | MV12**17C* | 23600 | 12.5 | 15 | 24000 | 9 | 14700 | 1 | HRCU-A-CB |  |  | 186 | 527 | Yes
4991771 | Active | Systems | KEEPRITE 15 R410A HP | KEEPRITE | CSH524GKA* |  | EN(A,D)4X30*14** | *8MV*0701412** | 23600 | 12.5 | 15 | 24000 | 8.5 | 14100 | 1 | HRCU-A-CB |  |  | 186 | 558 | Yes
5416445 | Active | Systems | KEEPRITE 15 R410A HP | KEEPRITE | CSH524GKA* |  | EN(A,D)4X30*14** | MV08**14C* | 23600 | 12.5 | 15.2 | 24000 | 8.5 | 14700 | 1 | HRCU-A-CB |  |  | 184 | 558 | Yes
4991774 | Active | Systems | KEEPRITE 15 R410A HP | KEEPRITE | CSH524GKA* |  | EN(A,D)4X30*17** | *8MV*0901716** | 23600 | 12.5 | 15 | 24000 | 8.5 | 14100 | 1 | HRCU-A-CB |  |  | 186 | 558 | Yes
4991853 | Active | Systems | KEEPRITE 15 R410A HP | KEEPRITE | CSH524GKA* |  | EN(A,D)4X30*17** | *9MA*0801714A** | 23400 | 12.5 | 15 | 24000 | 8.5 | 14100 | 1 | HRCU-A-CB |  |  | 185 | 558 | Yes
4991855 | Active | Systems | KEEPRITE 15 R410A HP | KEEPRITE | CSH524GKA* |  | EN(A,D)4X30*17** | *9MV*0601714A** | 23600 | 12.5 | 15 | 24200 | 8.5 | 14300 | 1 | HRCU-A-CB |  |  | 186 | 558 | Yes
4991856 | Active | Systems | KEEPRITE 15 R410A HP | KEEPRITE | CSH524GKA* |  | EN(A,D)4X30*17** | *9MV*0801716A** | 23800 | 12.5 | 15 | 24200 | 8.5 | 14300 | 1 | HRCU-A-CB |  |  | 188 | 558 | Yes
4991858 | Active | Systems | KEEPRITE 15 R410A HP | KEEPRITE | CSH524GKA* |  | EN(A,D)4X30*17** | *9MX*0601714A** | 23800 | 12.5 | 15 | 24200 | 8.5 | 14300 | 1 | HRCU-A-CB |  |  | 188 | 558 | Yes
5416446 | Active | Systems | KEEPRITE 15 R410A HP | KEEPRITE | CSH524GKA* |  | EN(A,D)4X30*17** | MV08**14C* | 23600 | 12.5 | 15.2 | 24000 | 8.5 | 14600 | 1 | HRCU-A-CB |  |  | 184 | 558 | Yes
5416447 | Active | Systems | KEEPRITE 15 R410A HP | KEEPRITE | CSH524GKA* |  | EN(A,D)4X30*17** | MV12**17C* | 23800 | 12.7 | 15.2 | 24000 | 9 | 14700 | 1 | HRCU-A-CB |  |  | 185 | 527 | Yes
5688927 | Active | Systems | KEEPRITE 15 R410A HP | KEEPRITE | CSH524GKA* |  | EN(A,D)4X30*17** | OLV098A12* | 23800 | 12.5 | 15 | 24200 | 8.5 | 14400 | 1 | HRCU-A-CB |  |  | 188 | 558 | Yes
5688917 | Active | Systems | KEEPRITE 15 R410A HP | KEEPRITE | CSH524GKA* |  | EN(A,D)4X30*17** | OMV098J12* | 23800 | 12.5 | 15 | 24200 | 8.5 | 14400 | 1 | HRCU-A-CB |  |  | 188 | 558 | Yes
4991934 | Active | Systems | KEEPRITE 15 R410A HP | KEEPRITE | CSH524GKA* |  | EN(A,D)4X30*17** | OMV112K14A | 23800 | 12.5 | 15 | 24000 | 8.5 | 14200 | 1 | HRCU-A-CB |  |  | 188 | 558 | Yes
5416450 | Active | Systems | KEEPRITE 15 R410A HP | KEEPRITE | CSH524GKA* |  | EN(A,D)4X36*21** | MV12**17C* | 23800 | 12.7 | 15.2 | 24000 | 9 | 14700 | 1 | HRCU-A-CB |  |  | 185 | 527 | Yes
5416448 | Active | Systems | KEEPRITE 15 R410A HP | KEEPRITE | CSH524GKA* |  | EN(A,D,W)4X36*17** | MV08**14C* | 23600 | 12.5 | 15.2 | 24000 | 8.5 | 14600 | 1 | HRCU-A-CB |  |  | 184 | 558 | Yes
5416449 | Active | Systems | KEEPRITE 15 R410A HP | KEEPRITE | CSH524GKA* |  | EN(A,D,W)4X36*17** | MV12**17C* | 23800 | 12.7 | 15.2 | 24000 | 9 | 14700 | 1 | HRCU-A-CB |  |  | 185 | 527 | Yes
4991777 | Active | Systems | KEEPRITE 15 R410A HP | KEEPRITE | CSH524GKA* |  | ENH4X24*17** | *8MV*0901716** | 23400 | 12.5 | 15 | 24000 | 8.5 | 14100 | 1 | HRCU-A-CB |  |  | 185 | 558 | Yes
5416452 | Active | Systems | KEEPRITE 15 R410A HP | KEEPRITE | CSH524GKA* |  | ENH4X24*17** | MV12**17C* | 23600 | 12.5 | 15 | 24000 | 9 | 14700 | 1 | HRCU-A-CB |  |  | 186 | 527 | Yes
4991782 | Active | Systems | KEEPRITE 15 R410A HP | KEEPRITE | CSH524GKA* |  | ENH4X30*17** | *8MV*0701412** | 23600 | 12.5 | 15 | 24000 | 8.5 | 14100 | 1 | HRCU-A-CB |  |  | 186 | 558 | Yes
4991783 | Active | Systems | KEEPRITE 15 R410A HP | KEEPRITE | CSH524GKA* |  | ENH4X30*17** | *8MV*0901716** | 23600 | 12.5 | 15 | 24000 | 8.5 | 14100 | 1 | HRCU-A-CB |  |  | 186 | 558 | Yes
4991784 | Active | Systems | KEEPRITE 15 R410A HP | KEEPRITE | CSH524GKA* |  | ENH4X30*17** | *8MV*1102120** | 23600 | 12.5 | 15 | 24000 | 8.5 | 14200 | 1 | HRCU-A-CB |  |  | 186 | 558 | Yes
4991785 | Active | Systems | KEEPRITE 15 R410A HP | KEEPRITE | CSH524GKA* |  | ENH4X30*17** | *8MV*1352422** | 23600 | 12.5 | 15 | 24000 | 8.5 | 14100 | 1 | HRCU-A-CB |  |  | 186 | 558 | Yes
4991786 | Active | Systems | KEEPRITE 15 R410A HP | KEEPRITE | CSH524GKA* |  | ENH4X30*17** | *8MX*0451408** | 23800 | 12.5 | 15 | 24400 | 8.5 | 14400 | 1 | HRCU-A-CB |  |  | 188 | 558 | Yes
4991877 | Active | Systems | KEEPRITE 15 R410A HP | KEEPRITE | CSH524GKA* |  | ENH4X30*17** | *9MA*0801714A** | 23400 | 12.5 | 15 | 24000 | 8.5 | 14100 | 1 | HRCU-A-CB |  |  | 185 | 558 | Yes
4991879 | Active | Systems | KEEPRITE 15 R410A HP | KEEPRITE | CSH524GKA* |  | ENH4X30*17** | *9MA*1202422A** | 23800 | 12.5 | 15 | 24200 | 8.5 | 14300 | 1 | HRCU-A-CB |  |  | 188 | 558 | Yes
4991881 | Active | Systems | KEEPRITE 15 R410A HP | KEEPRITE | CSH524GKA* |  | ENH4X30*17** | *9MV*0601714A** | 23600 | 12.5 | 15 | 24200 | 8.5 | 14300 | 1 | HRCU-A-CB |  |  | 186 | 558 | Yes
4991882 | Active | Systems | KEEPRITE 15 R410A HP | KEEPRITE | CSH524GKA* |  | ENH4X30*17** | *9MV*0801716A** | 23800 | 12.5 | 15 | 24200 | 8.5 | 14300 | 1 | HRCU-A-CB |  |  | 188 | 558 | Yes
4991884 | Active | Systems | KEEPRITE 15 R410A HP | KEEPRITE | CSH524GKA* |  | ENH4X30*17** | *9MV*1202422A** | 24000 | 12.5 | 15 | 24200 | 8.5 | 14400 | 1 | HRCU-A-CB |  |  | 189 | 558 | Yes
4991886 | Active | Systems | KEEPRITE 15 R410A HP | KEEPRITE | CSH524GKA* |  | ENH4X30*17** | *9MX*0601714A** | 23800 | 12.5 | 15 | 24200 | 8.5 | 14300 | 1 | HRCU-A-CB |  |  | 188 | 558 | Yes
5416453 | Active | Systems | KEEPRITE 15 R410A HP | KEEPRITE | CSH524GKA* |  | ENH4X30*17** | MV08**14C* | 23600 | 12.5 | 15.2 | 24000 | 8.5 | 14600 | 1 | HRCU-A-CB |  |  | 184 | 558 | Yes
5416454 | Active | Systems | KEEPRITE 15 R410A HP | KEEPRITE | CSH524GKA* |  | ENH4X30*17** | MV12**17C* | 23800 | 12.7 | 15.2 | 24000 | 9 | 14700 | 1 | HRCU-A-CB |  |  | 185 | 527 | Yes
5688954 | Active | Systems | KEEPRITE 15 R410A HP | KEEPRITE | CSH524GKA* |  | ENH4X30*17** | OLV098A12* | 23800 | 12.5 | 15 | 24200 | 8.5 | 14400 | 1 | HRCU-A-CB |  |  | 188 | 558 | Yes
5688949 | Active | Systems | KEEPRITE 15 R410A HP | KEEPRITE | CSH524GKA* |  | ENH4X30*17** | OMV098J12* | 23800 | 12.5 | 15 | 24200 | 8.5 | 14400 | 1 | HRCU-A-CB |  |  | 188 | 558 | Yes
4991945 | Active | Systems | KEEPRITE 15 R410A HP | KEEPRITE | CSH524GKA* |  | ENH4X30*17** | OMV112K14A | 23800 | 12.5 | 15 | 24000 | 8.5 | 14200 | 1 | HRCU-A-CB |  |  | 188 | 558 | Yes
5416455 | Active | Systems | KEEPRITE 15 R410A HP | KEEPRITE | CSH524GKA* |  | ENH4X36*17** | MV08**14C* | 23600 | 12.5 | 15.2 | 24000 | 8.5 | 14600 | 1 | HRCU-A-CB |  |  | 184 | 558 | Yes
5416456 | Active | Systems | KEEPRITE 15 R410A HP | KEEPRITE | CSH524GKA* |  | ENH4X36*17** | MV12**17C* | 23800 | 12.7 | 15.2 | 24000 | 9 | 14700 | 1 | HRCU-A-CB |  |  | 185 | 527 | Yes
4992101 | Active | Systems | KEEPRITE 15 R410A HP | KEEPRITE | CSH524GKA* |  | FCM4X24****+WALLCON |  | 23800 | 12.5 | 15 | 24200 | 8.5 | 14200 | 1 | HRCU-A-CB |  |  | 188 | 558 | Yes
4992102 | Active | Systems | KEEPRITE 15 R410A HP | KEEPRITE | CSH524GKA* |  | FCM4X36****+WALLCON |  | 24000 | 12.7 | 15.2 | 24000 | 9 | 14100 | 1 | HRCU-A-CB |  |  | 187 | 527 | Yes
4991809 | Active | Systems | KEEPRITE 15 R410A HP | KEEPRITE | CSH524GKA* |  | FEM4P30**A*+TXV |  | 24000 | 12.5 | 15 | 24400 | 8.7 | 14700 | 1 | HRCU-A-CB |  |  | 189 | 545 | Yes
4992104 | Active | Systems | KEEPRITE 15 R410A HP | KEEPRITE | CSH524GKA* |  | FEM4X30**** |  | 24000 | 12.5 | 15 | 24400 | 8.7 | 14700 | 1 | HRCU-A-CB |  |  | 189 | 545 | Yes
4992099 | Active | Systems | KEEPRITE 15 R410A HP | KEEPRITE | CSH524GKA* |  | FVM4X24**** |  | 23800 | 12.5 | 15 | 24200 | 8.5 | 14200 | 1 | HRCU-A-CB |  |  | 188 | 558 | Yes
4992100 | Active | Systems | KEEPRITE 15 R410A HP | KEEPRITE | CSH524GKA* |  | FVM4X36**** |  | 24000 | 12.7 | 15.2 | 24000 | 9 | 14100 | 1 | HRCU-A-CB |  |  | 187 | 527 | Yes
4991754 | Active | Systems | KEEPRITE 15 R410A HP | KEEPRITE | CSH524GKA* |  | FXM4X24**A* |  | 24000 | 12.5 | 15 | 24400 | 9 | 14800 | 1 | HRCU-A-CB | Yes |  | 189 | 527 | Yes
5465827 | Active | Systems | KEEPRITE 15 R410A HP | KEEPRITE | CSH524HKA* |  | FCM4X24****+WALLCON |  | 23400 | 12.5 | 15.5 | 24000 | 9 | 14800 | 1 | HRCU-A-CB |  |  | 179 | 527 | Yes
5465684 | Active | Systems | KEEPRITE 15 R410A HP | KEEPRITE | CSH524HKA* |  | FVM4X24**** |  | 23400 | 12.5 | 15.5 | 24000 | 9 | 14800 | 1 | HRCU-A-CB | Yes |  | 179 | 527 | Yes
5465826 | Active | Systems | KEEPRITE 15 R410A HP | KEEPRITE | CSH524HKA* |  | FVM4X36**** |  | 23600 | 12.5 | 15.5 | 23600 | 8.8 | 14700 | 1 | HRCU-A-CB |  |  | 180 | 539 | Yes
4994577 | Active | Systems | KEEPRITE 15 R410A HP | KEEPRITE | CSH530GKA* |  | EA*4X30*17A* | *8MV*0901716** | 27800 | 12.5 | 15 | 27600 | 8.5 | 16600 | 1 | HRCU-A-CB |  |  | 219 | 669 | Yes
5416642 | Active | Systems | KEEPRITE 15 R410A HP | KEEPRITE | CSH530GKA* |  | EA*4X36*17A* | MV12**17C* | 28200 | 12.5 | 15 | 27600 | 8.5 | 16600 | 1 | HRCU-A-CB |  |  | 223 | 669 | Yes
4994585 | Active | Systems | KEEPRITE 15 R410A HP | KEEPRITE | CSH530GKA* |  | EA*4X36*21A* | *8MV*1102120** | 28000 | 12.5 | 15 | 27800 | 8.5 | 16700 | 1 | HRCU-A-CB |  |  | 221 | 669 | Yes
4994586 | Active | Systems | KEEPRITE 15 R410A HP | KEEPRITE | CSH530GKA* |  | EA*4X36*21A* | *8MX*0902116** | 28200 | 12.5 | 15 | 28000 | 8.5 | 16900 | 1 | HRCU-A-CB |  |  | 223 | 669 | Yes
5150146 | Active | Systems | KEEPRITE 15 R410A HP | KEEPRITE | CSH530GKA* |  | EA*4X36*21A* | *9MA*0802120A** | 28200 | 12.5 | 15 | 27800 | 8.5 | 16700 | 1 | HRCU-A-CB |  |  | 223 | 669 | Yes
5150147 | Active | Systems | KEEPRITE 15 R410A HP | KEEPRITE | CSH530GKA* |  | EA*4X36*21A* | *9MA*1002122A** | 28400 | 12.5 | 15 | 27800 | 8.5 | 16700 | 1 | HRCU-A-CB |  |  | 224 | 669 | Yes
5150148 | Active | Systems | KEEPRITE 15 R410A HP | KEEPRITE | CSH530GKA* |  | EA*4X36*21A* | *9MV*0802120A** | 28200 | 12.5 | 15 | 27800 | 8.5 | 16800 | 1 | HRCU-A-CB |  |  | 223 | 669 | Yes
5150149 | Active | Systems | KEEPRITE 15 R410A HP | KEEPRITE | CSH530GKA* |  | EA*4X36*21A* | *9MV*1002120A** | 28200 | 12.5 | 15 | 27800 | 8.5 | 16700 | 1 | HRCU-A-CB |  |  | 223 | 669 | Yes
5416643 | Active | Systems | KEEPRITE 15 R410A HP | KEEPRITE | CSH530GKA* |  | EA*4X36*21A* | MV12**17C* | 28200 | 12.7 | 15.2 | 27600 | 8.5 | 16600 | 1 | HRCU-A-CB |  |  | 220 | 669 | Yes
4994772 | Active | Systems | KEEPRITE 15 R410A HP | KEEPRITE | CSH530GKA* |  | EA*4X36*21A* | OMV112K14A | 28000 | 12.5 | 15 | 27800 | 8.5 | 16700 | 1 | HRCU-A-CB |  |  | 221 | 669 | Yes
5416644 | Active | Systems | KEEPRITE 15 R410A HP | KEEPRITE | CSH530GKA* |  | EA*4X42*21A* | MV12**17C* | 28400 | 12.7 | 15.2 | 27800 | 8.5 | 16600 | 1 | HRCU-A-CB |  |  | 221 | 669 | Yes
5150152 | Discontinued | Systems | KEEPRITE 15 R410A HP | KEEPRITE | CSH530GKA* |  | ED*4X30F** | *9MA*1002122A** | 28200 | 12.5 | 15 | 27800 | 8.5 | 16800 | 1 | HRCU-A-CB |  |  | 223 | 669 | Yes
5150157 | Discontinued | Systems | KEEPRITE 15 R410A HP | KEEPRITE | CSH530GKA* |  | ED*4X36F** | *9MA*1002122A** | 28400 | 12.5 | 15 | 27800 | 8.5 | 16800 | 1 | HRCU-A-CB |  |  | 224 | 669 | Yes
5150158 | Discontinued | Systems | KEEPRITE 15 R410A HP | KEEPRITE | CSH530GKA* |  | ED*4X36F** | *9MV*0802120A** | 28200 | 12.5 | 15 | 27800 | 8.5 | 16700 | 1 | HRCU-A-CB |  |  | 223 | 669 | Yes
5150159 | Discontinued | Systems | KEEPRITE 15 R410A HP | KEEPRITE | CSH530GKA* |  | ED*4X36F** | *9MV*1002120A** | 28000 | 12.5 | 15 | 27600 | 8.5 | 16600 | 1 | HRCU-A-CB |  |  | 221 | 669 | Yes
4994775 | Discontinued | Systems | KEEPRITE 15 R410A HP | KEEPRITE | CSH530GKA* |  | ED*4X36F** | OMV112K14A | 28000 | 12.5 | 15 | 27800 | 8.5 | 16800 | 1 | HRCU-A-CB |  |  | 221 | 669 | Yes
4994893 | Discontinued | Systems | KEEPRITE 15 R410A HP | KEEPRITE | CSH530GKA* |  | ED*4X36J** | *8MV*1102120** | 28000 | 12.5 | 15 | 27800 | 8.5 | 16700 | 1 | HRCU-A-CB |  |  | 221 | 669 | Yes
4994894 | Discontinued | Systems | KEEPRITE 15 R410A HP | KEEPRITE | CSH530GKA* |  | ED*4X36J** | *8MV*1352422** | 28000 | 12.5 | 15 | 27600 | 8.5 | 16600 | 1 | HRCU-A-CB |  |  | 221 | 669 | Yes
4994895 | Discontinued | Systems | KEEPRITE 15 R410A HP | KEEPRITE | CSH530GKA* |  | ED*4X36J** | *8MX*0902116** | 28200 | 12.5 | 15 | 28000 | 8.5 | 16900 | 1 | HRCU-A-CB |  |  | 223 | 669 | Yes
5150161 | Discontinued | Systems | KEEPRITE 15 R410A HP | KEEPRITE | CSH530GKA* |  | ED*4X36J** | *9MA*0802120A** | 28200 | 12.5 | 15 | 27800 | 8.5 | 16700 | 1 | HRCU-A-CB |  |  | 223 | 669 | Yes
5150162 | Discontinued | Systems | KEEPRITE 15 R410A HP | KEEPRITE | CSH530GKA* |  | ED*4X36J** | *9MA*1002122A** | 28400 | 12.5 | 15 | 27800 | 8.5 | 16700 | 1 | HRCU-A-CB |  |  | 224 | 669 | Yes
5150163 | Discontinued | Systems | KEEPRITE 15 R410A HP | KEEPRITE | CSH530GKA* |  | ED*4X36J** | *9MV*0802120A** | 28200 | 12.5 | 15 | 27800 | 8.5 | 16800 | 1 | HRCU-A-CB |  |  | 223 | 669 | Yes
5150164 | Discontinued | Systems | KEEPRITE 15 R410A HP | KEEPRITE | CSH530GKA* |  | ED*4X36J** | *9MV*1002120A** | 28200 | 12.5 | 15 | 27800 | 8.5 | 16700 | 1 | HRCU-A-CB |  |  | 223 | 669 | Yes
4994892 | Discontinued | Systems | KEEPRITE 15 R410A HP | KEEPRITE | CSH530GKA* |  | ED*4X36J** | *9MV*1202422A** | 28200 | 12.5 | 15 | 28000 | 8.5 | 16800 | 1 | HRCU-A-CB |  |  | 223 | 669 | Yes
4994617 | Active | Systems | KEEPRITE 15 R410A HP | KEEPRITE | CSH530GKA* |  | EHD4X30A** | *8MV*0901716** | 27800 | 12.5 | 15 | 27800 | 8.5 | 16700 | 1 | HRCU-A-CB |  |  | 219 | 669 | Yes
5416659 | Active | Systems | KEEPRITE 15 R410A HP | KEEPRITE | CSH530GKA* |  | EHD4X30A** | MV08**14C* | 28000 | 12.5 | 15 | 27800 | 8.5 | 16600 | 1 | HRCU-A-CB |  |  | 221 | 669 | Yes
5416660 | Active | Systems | KEEPRITE 15 R410A HP | KEEPRITE | CSH530GKA* |  | EHD4X30A** | MV12**17C* | 28200 | 12.5 | 15 | 27800 | 8.5 | 16700 | 1 | HRCU-A-CB |  |  | 223 | 669 | Yes
4994624 | Active | Systems | KEEPRITE 15 R410A HP | KEEPRITE | CSH530GKA* |  | EHD4X36A** | *8MV*0901716** | 28400 | 12.5 | 15 | 27800 | 8.5 | 16700 | 1 | HRCU-A-CB |  |  | 224 | 669 | Yes
4994625 | Active | Systems | KEEPRITE 15 R410A HP | KEEPRITE | CSH530GKA* |  | EHD4X36A** | *8MV*1102120** | 28400 | 12.5 | 15 | 28000 | 8.5 | 16800 | 1 | HRCU-A-CB |  |  | 224 | 669 | Yes
4994626 | Active | Systems | KEEPRITE 15 R410A HP | KEEPRITE | CSH530GKA* |  | EHD4X36A** | *8MV*1352422** | 28400 | 12.5 | 15 | 28000 | 8.5 | 16800 | 1 | HRCU-A-CB |  |  | 224 | 669 | Yes
4994628 | Active | Systems | KEEPRITE 15 R410A HP | KEEPRITE | CSH530GKA* |  | EHD4X36A** | *8MX*0902116** | 28600 | 12.5 | 15 | 28200 | 8.5 | 17000 | 1 | HRCU-A-CB |  |  | 226 | 669 | Yes
4994755 | Active | Systems | KEEPRITE 15 R410A HP | KEEPRITE | CSH530GKA* |  | EHD4X36A** | *9MA*0801714A** | 28400 | 12.5 | 15 | 28200 | 8.5 | 17000 | 1 | HRCU-A-CB |  |  | 224 | 669 | Yes
5150176 | Active | Systems | KEEPRITE 15 R410A HP | KEEPRITE | CSH530GKA* |  | EHD4X36A** | *9MA*0802120A** | 28600 | 12.5 | 15 | 28000 | 8.5 | 16900 | 1 | HRCU-A-CB |  |  | 226 | 669 | Yes
5150177 | Active | Systems | KEEPRITE 15 R410A HP | KEEPRITE | CSH530GKA* |  | EHD4X36A** | *9MA*1002122A** | 28800 | 12.7 | 15 | 28200 | 8.5 | 16900 | 1 | HRCU-A-CB |  |  | 227 | 669 | Yes
4994757 | Active | Systems | KEEPRITE 15 R410A HP | KEEPRITE | CSH530GKA* |  | EHD4X36A** | *9MA*1202422A** | 28600 | 12.5 | 15 | 28000 | 8.5 | 16900 | 1 | HRCU-A-CB |  |  | 226 | 669 | Yes
4994759 | Active | Systems | KEEPRITE 15 R410A HP | KEEPRITE | CSH530GKA* |  | EHD4X36A** | *9MV*0801716A** | 28400 | 12.5 | 15 | 28200 | 8.5 | 16900 | 1 | HRCU-A-CB |  |  | 224 | 669 | Yes
5150178 | Active | Systems | KEEPRITE 15 R410A HP | KEEPRITE | CSH530GKA* |  | EHD4X36A** | *9MV*0802120A** | 28600 | 12.7 | 15 | 28000 | 8.5 | 16800 | 1 | HRCU-A-CB |  |  | 226 | 669 | Yes
5150179 | Active | Systems | KEEPRITE 15 R410A HP | KEEPRITE | CSH530GKA* |  | EHD4X36A** | *9MV*1002120A** | 28400 | 12.5 | 15 | 27800 | 8.5 | 16700 | 1 | HRCU-A-CB |  |  | 224 | 669 | Yes
4994761 | Active | Systems | KEEPRITE 15 R410A HP | KEEPRITE | CSH530GKA* |  | EHD4X36A** | *9MV*1202422A** | 28600 | 12.5 | 15 | 28000 | 8.5 | 16900 | 1 | HRCU-A-CB |  |  | 226 | 669 | Yes
5416661 | Active | Systems | KEEPRITE 15 R410A HP | KEEPRITE | CSH530GKA* |  | EHD4X36A** | MV08**14C* | 28400 | 12.7 | 15.2 | 27800 | 8.5 | 16600 | 1 | HRCU-A-CB |  |  | 221 | 669 | Yes
5416662 | Active | Systems | KEEPRITE 15 R410A HP | KEEPRITE | CSH530GKA* |  | EHD4X36A** | MV12**17C* | 28800 | 12.7 | 15.2 | 28000 | 8.5 | 16700 | 1 | HRCU-A-CB |  |  | 224 | 669 | Yes
4994822 | Active | Systems | KEEPRITE 15 R410A HP | KEEPRITE | CSH530GKA* |  | EHD4X36A** | OMV112K14A | 28600 | 12.5 | 15 | 28000 | 8.5 | 16900 | 1 | HRCU-A-CB |  |  | 226 | 669 | Yes
5416663 | Active | Systems | KEEPRITE 15 R410A HP | KEEPRITE | CSH530GKA* |  | EHD4X42A** | MV08**14C* | 28600 | 12.7 | 15.2 | 27800 | 8.5 | 16600 | 1 | HRCU-A-CB |  |  | 223 | 669 | Yes
5416664 | Active | Systems | KEEPRITE 15 R410A HP | KEEPRITE | CSH530GKA* |  | EHD4X42A** | MV12**17C* | 28800 | 12.7 | 15.5 | 28000 | 8.5 | 16800 | 1 | HRCU-A-CB |  |  | 220 | 669 | Yes
4994593 | Active | Systems | KEEPRITE 15 R410A HP | KEEPRITE | CSH530GKA* |  | EN(A,D)4X30*17** | *8MV*0901716** | 27800 | 12.5 | 15 | 27600 | 8.5 | 16600 | 1 | HRCU-A-CB |  |  | 219 | 669 | Yes
5416647 | Active | Systems | KEEPRITE 15 R410A HP | KEEPRITE | CSH530GKA* |  | EN(A,D)4X30*17** | MV12**17C* | 28200 | 12.5 | 15 | 27600 | 8.5 | 16600 | 1 | HRCU-A-CB |  |  | 223 | 669 | Yes
4994599 | Active | Systems | KEEPRITE 15 R410A HP | KEEPRITE | CSH530GKA* |  | EN(A,D)4X36*21** | *8MV*1102120** | 27800 | 12.5 | 15 | 27800 | 8.5 | 16700 | 1 | HRCU-A-CB |  |  | 219 | 669 | Yes
5150167 | Active | Systems | KEEPRITE 15 R410A HP | KEEPRITE | CSH530GKA* |  | EN(A,D)4X36*21** | *9MA*1002122A** | 28200 | 12.5 | 15 | 27800 | 8.5 | 16800 | 1 | HRCU-A-CB |  |  | 223 | 669 | Yes
5416650 | Active | Systems | KEEPRITE 15 R410A HP | KEEPRITE | CSH530GKA* |  | EN(A,D)4X36*21** | MV12**17C* | 28200 | 12.5 | 15 | 27600 | 8.5 | 16600 | 1 | HRCU-A-CB |  |  | 223 | 669 | Yes
4994596 | Active | Systems | KEEPRITE 15 R410A HP | KEEPRITE | CSH530GKA* |  | EN(A,D,W)4X36*17** | *8MV*0901716** | 27800 | 12.5 | 15 | 27600 | 8.5 | 16600 | 1 | HRCU-A-CB |  |  | 219 | 669 | Yes
5416649 | Active | Systems | KEEPRITE 15 R410A HP | KEEPRITE | CSH530GKA* |  | EN(A,D,W)4X36*17** | MV12**17C* | 28200 | 12.5 | 15 | 27600 | 8.5 | 16600 | 1 | HRCU-A-CB |  |  | 223 | 669 | Yes
5416653 | Active | Systems | KEEPRITE 15 R410A HP | KEEPRITE | CSH530GKA* |  | EN(A,D,W)4X42*21** | MV12**17C* | 28400 | 12.7 | 15.2 | 27800 | 8.5 | 16700 | 1 | HRCU-A-CB |  |  | 221 | 669 | Yes
5416651 | Active | Systems | KEEPRITE 15 R410A HP | KEEPRITE | CSH530GKA* |  | END4X42*17** | MV08**14C* | 28400 | 12.7 | 15.2 | 27800 | 8.5 | 16600 | 1 | HRCU-A-CB |  |  | 221 | 669 | Yes
5416652 | Active | Systems | KEEPRITE 15 R410A HP | KEEPRITE | CSH530GKA* |  | END4X42*17** | MV12**17C* | 28600 | 12.7 | 15.2 | 28000 | 8.5 | 16700 | 1 | HRCU-A-CB |  |  | 223 | 669 | Yes
4994603 | Active | Systems | KEEPRITE 15 R410A HP | KEEPRITE | CSH530GKA* |  | ENH4X30*17** | *8MV*0901716** | 27800 | 12.5 | 15 | 27600 | 8.5 | 16600 | 1 | HRCU-A-CB |  |  | 219 | 669 | Yes
4994605 | Active | Systems | KEEPRITE 15 R410A HP | KEEPRITE | CSH530GKA* |  | ENH4X30*17** | *8MV*1352422** | 27800 | 12.5 | 15 | 27600 | 8.5 | 16700 | 1 | HRCU-A-CB |  |  | 219 | 669 | Yes
5416655 | Active | Systems | KEEPRITE 15 R410A HP | KEEPRITE | CSH530GKA* |  | ENH4X30*17** | MV12**17C* | 28200 | 12.5 | 15 | 27600 | 8.5 | 16600 | 1 | HRCU-A-CB |  |  | 223 | 669 | Yes
4994610 | Active | Systems | KEEPRITE 15 R410A HP | KEEPRITE | CSH530GKA* |  | ENH4X36*17** | *8MV*0901716** | 27800 | 12.5 | 15 | 27600 | 8.5 | 16600 | 1 | HRCU-A-CB |  |  | 219 | 669 | Yes
4994612 | Active | Systems | KEEPRITE 15 R410A HP | KEEPRITE | CSH530GKA* |  | ENH4X36*17** | *8MV*1352422** | 27800 | 12.5 | 15 | 27600 | 8.5 | 16700 | 1 | HRCU-A-CB |  |  | 219 | 669 | Yes
5416657 | Active | Systems | KEEPRITE 15 R410A HP | KEEPRITE | CSH530GKA* |  | ENH4X36*17** | MV12**17C* | 28200 | 12.5 | 15 | 27600 | 8.5 | 16600 | 1 | HRCU-A-CB |  |  | 223 | 669 | Yes
5416658 | Active | Systems | KEEPRITE 15 R410A HP | KEEPRITE | CSH530GKA* |  | ENH4X42*21** | MV12**17C* | 28400 | 12.7 | 15.2 | 27800 | 8.5 | 16700 | 1 | HRCU-A-CB |  |  | 221 | 669 | Yes
4994994 | Active | Systems | KEEPRITE 15 R410A HP | KEEPRITE | CSH530GKA* |  | FCM4X24****+WALLCON |  | 28000 | 12.5 | 15 | 27800 | 8.5 | 16800 | 1 | HRCU-A-CB |  |  | 221 | 669 | Yes
4994995 | Active | Systems | KEEPRITE 15 R410A HP | KEEPRITE | CSH530GKA* |  | FCM4X36****+WALLCON |  | 28200 | 12.7 | 15.2 | 27600 | 8.5 | 16600 | 1 | HRCU-A-CB |  |  | 220 | 669 | Yes
4994992 | Active | Systems | KEEPRITE 15 R410A HP | KEEPRITE | CSH530GKA* |  | FVM4X24**** |  | 28000 | 12.5 | 15 | 27800 | 8.5 | 16800 | 1 | HRCU-A-CB |  |  | 221 | 669 | Yes
4994993 | Active | Systems | KEEPRITE 15 R410A HP | KEEPRITE | CSH530GKA* |  | FVM4X36**** |  | 28200 | 12.5 | 15 | 27600 | 8.5 | 16600 | 1 | HRCU-A-CB |  |  | 223 | 669 | Yes
4994573 | Active | Systems | KEEPRITE 15 R410A HP | KEEPRITE | CSH530GKA* |  | FXM4X30**A* |  | 28400 | 12.5 | 15 | 28200 | 8.5 | 17000 | 1 | HRCU-A-CB | Yes |  | 224 | 669 | Yes
4994643 | Active | Systems | KEEPRITE 15 R410A HP | KEEPRITE | CSH530GKA* |  | FXM4X36**A* |  | 29000 | 12.5 | 15 | 28000 | 8.5 | 17100 | 1 | HRCU-A-CB |  |  | 229 | 669 | Yes
5616251 | Active | Systems | KEEPRITE 15 R410A HP | KEEPRITE | CSH530HKA* |  | FCM4X48****+WALLCON |  | 28200 | 12.5 | 15.5 | 27600 | 9 | 17300 | 1 | HRCU-A-CB |  |  | 215 | 632 | Yes
5466814 | Active | Systems | KEEPRITE 15 R410A HP | KEEPRITE | CSH530HKA* |  | FVM4X48**** |  | 28200 | 12.5 | 15.5 | 27200 | 9 | 17300 | 1 | HRCU-A-CB | Yes |  | 215 | 527 | Yes
5466974 | Active | Systems | KEEPRITE 15 R410A HP | KEEPRITE | CSH530HKA* |  | FXM4X36**A* |  | 27800 | 12.5 | 15.2 | 27400 | 8.8 | 17600 | 1 | HRCU-A-CB |  |  | 217 | 539 | Yes
5416913 | Active | Systems | KEEPRITE 15 R410A HP | KEEPRITE | CSH536GKA* |  | EA*4X48*21A* | MV16**21C* | 34800 | 12.5 | 15 | 34000 | 8.5 | 21200 | 1 | HRCU-A-CB |  |  | 275 | 781 | Yes
5416914 | Active | Systems | KEEPRITE 15 R410A HP | KEEPRITE | CSH536GKA* |  | EA*4X48*24A* | MV16**21C* | 34800 | 12.5 | 15.2 | 34000 | 8.5 | 21200 | 1 | HRCU-A-CB |  |  | 271 | 781 | Yes
5416915 | Active | Systems | KEEPRITE 15 R410A HP | KEEPRITE | CSH536GKA* |  | EA*4X48*24A* | MV20**24C* | 34600 | 12.5 | 15.2 | 33800 | 8.5 | 21200 | 1 | HRCU-A-CB |  |  | 270 | 781 | Yes
4998769 | Active | Systems | KEEPRITE 15 R410A HP | KEEPRITE | CSH536GKA* |  | EHD4X36A** | *8MX*1102120** | 34600 | 12.5 | 15 | 34200 | 8.5 | 21400 | 1 | HRCU-A-CB |  |  | 273 | 781 | Yes
4998772 | Active | Systems | KEEPRITE 15 R410A HP | KEEPRITE | CSH536GKA* |  | EHD4X42A** | *8MV*0901716** | 34400 | 12.5 | 15 | 34000 | 8.5 | 21400 | 1 | HRCU-A-CB |  |  | 272 | 781 | Yes
4998773 | Active | Systems | KEEPRITE 15 R410A HP | KEEPRITE | CSH536GKA* |  | EHD4X42A** | *8MV*1102120** | 34600 | 12.5 | 15 | 34000 | 8.5 | 21400 | 1 | HRCU-A-CB |  |  | 273 | 781 | Yes
4998774 | Active | Systems | KEEPRITE 15 R410A HP | KEEPRITE | CSH536GKA* |  | EHD4X42A** | *8MV*1352422** | 34600 | 12.5 | 15 | 34000 | 8.5 | 21400 | 1 | HRCU-A-CB |  |  | 273 | 781 | Yes
4998777 | Active | Systems | KEEPRITE 15 R410A HP | KEEPRITE | CSH536GKA* |  | EHD4X42A** | *8MX*0902116** | 34800 | 12.5 | 15 | 34200 | 8.5 | 21600 | 1 | HRCU-A-CB |  |  | 275 | 781 | Yes
4998778 | Active | Systems | KEEPRITE 15 R410A HP | KEEPRITE | CSH536GKA* |  | EHD4X42A** | *8MX*1102120** | 35000 | 12.5 | 15 | 34200 | 8.5 | 21600 | 1 | HRCU-A-CB |  |  | 276 | 781 | Yes
5150571 | Active | Systems | KEEPRITE 15 R410A HP | KEEPRITE | CSH536GKA* |  | EHD4X42A** | *9MA*0802120A** | 34600 | 12.5 | 15 | 33800 | 8.5 | 21200 | 1 | HRCU-A-CB |  |  | 273 | 781 | Yes
5416940 | Active | Systems | KEEPRITE 15 R410A HP | KEEPRITE | CSH536GKA* |  | EHD4X42A** | MV16**21C* | 35000 | 12.5 | 15.2 | 34000 | 8.5 | 21400 | 1 | HRCU-A-CB |  |  | 273 | 781 | Yes
5416941 | Active | Systems | KEEPRITE 15 R410A HP | KEEPRITE | CSH536GKA* |  | EHD4X42A** | MV20**24C* | 34800 | 12.5 | 15.2 | 34000 | 8.5 | 21200 | 1 | HRCU-A-CB |  |  | 271 | 781 | Yes
5416943 | Active | Systems | KEEPRITE 15 R410A HP | KEEPRITE | CSH536GKA* |  | EHD4X48A** | MV12**17C* | 35000 | 12.5 | 15 | 34200 | 8.5 | 21400 | 1 | HRCU-A-CB |  |  | 276 | 781 | Yes
5416944 | Active | Systems | KEEPRITE 15 R410A HP | KEEPRITE | CSH536GKA* |  | EHD4X48A** | MV16**21C* | 35000 | 12.5 | 15.2 | 34000 | 8.5 | 21400 | 1 | HRCU-A-CB |  |  | 273 | 781 | Yes
5416945 | Active | Systems | KEEPRITE 15 R410A HP | KEEPRITE | CSH536GKA* |  | EHD4X48A** | MV20**24C* | 35000 | 12.5 | 15.2 | 34000 | 8.5 | 21200 | 1 | HRCU-A-CB |  |  | 273 | 781 | Yes
5416926 | Active | Systems | KEEPRITE 15 R410A HP | KEEPRITE | CSH536GKA* |  | EN(A,D)4X48*24** | MV16**21C* | 34800 | 12.5 | 15.2 | 34000 | 8.5 | 21200 | 1 | HRCU-A-CB |  |  | 271 | 781 | Yes
5416927 | Active | Systems | KEEPRITE 15 R410A HP | KEEPRITE | CSH536GKA* |  | EN(A,D)4X48*24** | MV20**24C* | 34800 | 12.5 | 15.2 | 33800 | 8.5 | 21200 | 1 | HRCU-A-CB |  |  | 271 | 781 | Yes
5416924 | Active | Systems | KEEPRITE 15 R410A HP | KEEPRITE | CSH536GKA* |  | EN(A,D,W)4X48*21** | MV12**17C* | 34800 | 12.5 | 15 | 34000 | 8.5 | 21400 | 1 | HRCU-A-CB |  |  | 275 | 781 | Yes
5416925 | Active | Systems | KEEPRITE 15 R410A HP | KEEPRITE | CSH536GKA* |  | EN(A,D,W)4X48*21** | MV16**21C* | 34800 | 12.5 | 15.2 | 34000 | 8.5 | 21200 | 1 | HRCU-A-CB |  |  | 271 | 781 | Yes
5416932 | Active | Systems | KEEPRITE 15 R410A HP | KEEPRITE | CSH536GKA* |  | ENH4X48*21** | MV12**17C* | 34800 | 12.5 | 15 | 34000 | 8.5 | 21400 | 1 | HRCU-A-CB |  |  | 275 | 781 | Yes
5416933 | Active | Systems | KEEPRITE 15 R410A HP | KEEPRITE | CSH536GKA* |  | ENH4X48*21** | MV16**21C* | 34800 | 12.5 | 15.2 | 34000 | 8.5 | 21200 | 1 | HRCU-A-CB |  |  | 271 | 781 | Yes
4999319 | Active | Systems | KEEPRITE 15 R410A HP | KEEPRITE | CSH536GKA* |  | FCM4X48****+WALLCON |  | 35000 | 12.5 | 15.2 | 34000 | 9.2 | 21400 | 1 | HRCU-A-CB |  |  | 273 | 721 | Yes
4999316 | Active | Systems | KEEPRITE 15 R410A HP | KEEPRITE | CSH536GKA* |  | FVM4X48**** |  | 35000 | 12.5 | 15.2 | 34000 | 9.2 | 21400 | 1 | HRCU-A-CB |  |  | 273 | 721 | Yes
4998708 | Active | Systems | KEEPRITE 15 R410A HP | KEEPRITE | CSH536GKA* |  | FXM4X36**A* |  | 35000 | 12.5 | 15 | 34400 | 8.5 | 21800 | 1 | HRCU-A-CB | Yes |  | 276 | 781 | Yes
4998788 | Active | Systems | KEEPRITE 15 R410A HP | KEEPRITE | CSH536GKA* |  | FXM4X42**A* |  | 35000 | 12.5 | 15 | 34400 | 8.5 | 21800 | 1 | HRCU-A-CB |  |  | 276 | 781 | Yes
5616265 | Active | Systems | KEEPRITE 15 R410A HP | KEEPRITE | CSH536HKA* |  | FCM4X48****+WALLCON |  | 34400 | 12.5 | 15 | 33800 | 9.5 | 21200 | 1 | HRCU-A-CB |  |  | 272 | 699 | Yes
5468077 | Active | Systems | KEEPRITE 15 R410A HP | KEEPRITE | CSH536HKA* |  | FVM4X48**** |  | 34200 | 12.5 | 15.5 | 33200 | 9 | 21200 | 1 | HRCU-A-CB | Yes |  | 261 | 737 | Yes
5002445 | Active | Systems | KEEPRITE 15 R410A HP | KEEPRITE | CSH542GKA* |  | EA*4X48*17A* | *8MV*0901716** | 41500 | 12.5 | 15 | 42000 | 8.5 | 26400 | 1 | HRCU-A-CB |  |  | 328 | 892 | Yes
5002449 | Active | Systems | KEEPRITE 15 R410A HP | KEEPRITE | CSH542GKA* |  | EA*4X48*21A* | *8MX*0902116** | 41500 | 12.5 | 15 | 42000 | 8.5 | 26200 | 1 | HRCU-A-CB |  |  | 328 | 892 | Yes
5002450 | Active | Systems | KEEPRITE 15 R410A HP | KEEPRITE | CSH542GKA* |  | EA*4X48*21A* | *8MX*1102120** | 41500 | 12.5 | 15 | 41500 | 8.5 | 26200 | 1 | HRCU-A-CB |  |  | 328 | 892 | Yes
5417190 | Active | Systems | KEEPRITE 15 R410A HP | KEEPRITE | CSH542GKA* |  | EA*4X48*21A* | MV16**21C* | 41500 | 12.5 | 15 | 42000 | 8.5 | 26200 | 1 | HRCU-A-CB |  |  | 328 | 892 | Yes
5002452 | Active | Systems | KEEPRITE 15 R410A HP | KEEPRITE | CSH542GKA* |  | EA*4X48*24A* | *8MV*1352422** | 41500 | 12.5 | 15 | 41500 | 8.5 | 26000 | 1 | HRCU-A-CB |  |  | 328 | 892 | Yes
5002453 | Active | Systems | KEEPRITE 15 R410A HP | KEEPRITE | CSH542GKA* |  | EA*4X48*24A* | *8MX*1352420** | 41500 | 12.5 | 15 | 42000 | 8.5 | 26200 | 1 | HRCU-A-CB |  |  | 328 | 892 | Yes
5151204 | Active | Systems | KEEPRITE 15 R410A HP | KEEPRITE | CSH542GKA* |  | EA*4X48*24A* | *9MA*1002122A** | 41500 | 12.5 | 15 | 42000 | 8.5 | 26200 | 1 | HRCU-A-CB |  |  | 328 | 892 | Yes
5151206 | Active | Systems | KEEPRITE 15 R410A HP | KEEPRITE | CSH542GKA* |  | EA*4X48*24A* | *9MV*1002120A** | 41500 | 12.5 | 15 | 42000 | 8.5 | 26200 | 1 | HRCU-A-CB |  |  | 328 | 892 | Yes
5002561 | Active | Systems | KEEPRITE 15 R410A HP | KEEPRITE | CSH542GKA* |  | EA*4X48*24A* | *9MV*1202422A** | 41500 | 12.5 | 15 | 42000 | 8.5 | 26200 | 1 | HRCU-A-CB |  |  | 328 | 892 | Yes
5151208 | Active | Systems | KEEPRITE 15 R410A HP | KEEPRITE | CSH542GKA* |  | EA*4X48*24A* | *9MX*1002120A** | 41500 | 12.5 | 15 | 42000 | 8.5 | 26200 | 1 | HRCU-A-CB |  |  | 328 | 892 | Yes
5002563 | Active | Systems | KEEPRITE 15 R410A HP | KEEPRITE | CSH542GKA* |  | EA*4X48*24A* | *9MX*1202422A** | 42000 | 12.5 | 15 | 42000 | 8.5 | 26600 | 1 | HRCU-A-CB |  |  | 332 | 892 | Yes
5417191 | Active | Systems | KEEPRITE 15 R410A HP | KEEPRITE | CSH542GKA* |  | EA*4X48*24A* | MV16**21C* | 42000 | 12.5 | 15 | 42000 | 8.5 | 26200 | 1 | HRCU-A-CB |  |  | 332 | 892 | Yes
5417192 | Active | Systems | KEEPRITE 15 R410A HP | KEEPRITE | CSH542GKA* |  | EA*4X48*24A* | MV20**24C* | 41500 | 12.5 | 15 | 42000 | 8.5 | 26000 | 1 | HRCU-A-CB |  |  | 328 | 892 | Yes
5002674 | Active | Systems | KEEPRITE 15 R410A HP | KEEPRITE | CSH542GKA* |  | EA*4X48*24A* | OLV154F20A | 42500 | 12.5 | 15 | 42000 | 8.5 | 27000 | 1 | HRCU-A-CB |  |  | 335 | 892 | Yes
5417193 | Active | Systems | KEEPRITE 15 R410A HP | KEEPRITE | CSH542GKA* |  | EA*4X60*21A* | MV12**17C* | 42000 | 12.7 | 15.2 | 42000 | 8.5 | 26400 | 1 | HRCU-A-CB |  |  | 327 | 892 | Yes
5417194 | Active | Systems | KEEPRITE 15 R410A HP | KEEPRITE | CSH542GKA* |  | EA*4X60*21A* | MV16**21C* | 42000 | 12.7 | 15.2 | 42000 | 8.8 | 26400 | 1 | HRCU-A-CB |  |  | 327 | 862 | Yes
5417195 | Active | Systems | KEEPRITE 15 R410A HP | KEEPRITE | CSH542GKA* |  | EA*4X60*24A* | MV16**21C* | 42000 | 12.7 | 15.2 | 42000 | 8.8 | 26400 | 1 | HRCU-A-CB |  |  | 327 | 862 | Yes
5417196 | Active | Systems | KEEPRITE 15 R410A HP | KEEPRITE | CSH542GKA* |  | EA*4X60*24A* | MV20**24C* | 42000 | 12.7 | 15.2 | 42000 | 8.5 | 26200 | 1 | HRCU-A-CB |  |  | 327 | 892 | Yes
5002813 | Discontinued | Systems | KEEPRITE 15 R410A HP | KEEPRITE | CSH542GKA* |  | ED*4X48F** | *8MV*0901716** | 41500 | 12.5 | 15 | 42000 | 8.5 | 26400 | 1 | HRCU-A-CB |  |  | 328 | 892 | Yes
5002814 | Discontinued | Systems | KEEPRITE 15 R410A HP | KEEPRITE | CSH542GKA* |  | ED*4X48F** | *8MV*1102120** | 41500 | 12.5 | 15 | 42000 | 8.5 | 26400 | 1 | HRCU-A-CB |  |  | 328 | 892 | Yes
5002816 | Discontinued | Systems | KEEPRITE 15 R410A HP | KEEPRITE | CSH542GKA* |  | ED*4X48F** | *8MX*0902116** | 42000 | 12.5 | 15 | 42000 | 8.5 | 26400 | 1 | HRCU-A-CB |  |  | 332 | 892 | Yes
5002817 | Discontinued | Systems | KEEPRITE 15 R410A HP | KEEPRITE | CSH542GKA* |  | ED*4X48F** | *8MX*1102120** | 42000 | 12.5 | 15 | 42000 | 8.5 | 26200 | 1 | HRCU-A-CB |  |  | 332 | 892 | Yes
5151232 | Discontinued | Systems | KEEPRITE 15 R410A HP | KEEPRITE | CSH542GKA* |  | ED*4X48F** | *9MA*1002122A** | 42000 | 12.5 | 15 | 42500 | 8.5 | 26400 | 1 | HRCU-A-CB |  |  | 332 | 892 | Yes
5151234 | Discontinued | Systems | KEEPRITE 15 R410A HP | KEEPRITE | CSH542GKA* |  | ED*4X48F** | *9MV*1002120A** | 41500 | 12.5 | 15 | 42500 | 8.5 | 26200 | 1 | HRCU-A-CB |  |  | 328 | 892 | Yes
5151236 | Discontinued | Systems | KEEPRITE 15 R410A HP | KEEPRITE | CSH542GKA* |  | ED*4X48F** | *9MX*1002120A** | 41500 | 12.5 | 15 | 42500 | 8.5 | 26200 | 1 | HRCU-A-CB |  |  | 328 | 892 | Yes
5002839 | Discontinued | Systems | KEEPRITE 15 R410A HP | KEEPRITE | CSH542GKA* |  | ED*4X48L** | *8MV*1102120** | 41500 | 12.5 | 15 | 41500 | 8.5 | 26200 | 1 | HRCU-A-CB |  |  | 328 | 892 | Yes
5002840 | Discontinued | Systems | KEEPRITE 15 R410A HP | KEEPRITE | CSH542GKA* |  | ED*4X48L** | *8MV*1352422** | 41500 | 12.5 | 15 | 41500 | 8.5 | 26000 | 1 | HRCU-A-CB |  |  | 328 | 892 | Yes
5002841 | Discontinued | Systems | KEEPRITE 15 R410A HP | KEEPRITE | CSH542GKA* |  | ED*4X48L** | *8MX*0902116** | 41500 | 12.5 | 15 | 42000 | 8.5 | 26200 | 1 | HRCU-A-CB |  |  | 328 | 892 | Yes
5002842 | Discontinued | Systems | KEEPRITE 15 R410A HP | KEEPRITE | CSH542GKA* |  | ED*4X48L** | *8MX*1102120** | 41500 | 12.5 | 15 | 42000 | 8.5 | 26200 | 1 | HRCU-A-CB |  |  | 328 | 892 | Yes
5002843 | Discontinued | Systems | KEEPRITE 15 R410A HP | KEEPRITE | CSH542GKA* |  | ED*4X48L** | *8MX*1352420** | 41500 | 12.5 | 15 | 42000 | 8.5 | 26200 | 1 | HRCU-A-CB |  |  | 328 | 892 | Yes
5151248 | Discontinued | Systems | KEEPRITE 15 R410A HP | KEEPRITE | CSH542GKA* |  | ED*4X48L** | *9MV*1002120A** | 41500 | 12.5 | 15 | 42000 | 8.5 | 26200 | 1 | HRCU-A-CB |  |  | 328 | 892 | Yes
5002836 | Discontinued | Systems | KEEPRITE 15 R410A HP | KEEPRITE | CSH542GKA* |  | ED*4X48L** | *9MV*1202422A** | 41500 | 12.5 | 15 | 42000 | 8.5 | 26200 | 1 | HRCU-A-CB |  |  | 328 | 892 | Yes
5151250 | Discontinued | Systems | KEEPRITE 15 R410A HP | KEEPRITE | CSH542GKA* |  | ED*4X48L** | *9MX*1002120A** | 41500 | 12.5 | 15 | 42000 | 8.5 | 26200 | 1 | HRCU-A-CB |  |  | 328 | 892 | Yes
5002838 | Discontinued | Systems | KEEPRITE 15 R410A HP | KEEPRITE | CSH542GKA* |  | ED*4X48L** | *9MX*1202422A** | 42000 | 12.5 | 15 | 42000 | 8.5 | 26600 | 1 | HRCU-A-CB |  |  | 332 | 892 | Yes
5002853 | Discontinued | Systems | KEEPRITE 15 R410A HP | KEEPRITE | CSH542GKA* |  | ED*4X48L** | OLV154F20A | 42500 | 12.5 | 15 | 42000 | 8.5 | 27000 | 1 | HRCU-A-CB |  |  | 335 | 892 | Yes
5002490 | Active | Systems | KEEPRITE 15 R410A HP | KEEPRITE | CSH542GKA* |  | EHD4X42A** | *8MV*0901716** | 41500 | 12.5 | 15 | 42000 | 8.5 | 26200 | 1 | HRCU-A-CB |  |  | 328 | 892 | Yes
5002491 | Active | Systems | KEEPRITE 15 R410A HP | KEEPRITE | CSH542GKA* |  | EHD4X42A** | *8MV*1102120** | 41500 | 12.5 | 15 | 42500 | 8.5 | 26200 | 1 | HRCU-A-CB |  |  | 328 | 892 | Yes
5002492 | Active | Systems | KEEPRITE 15 R410A HP | KEEPRITE | CSH542GKA* |  | EHD4X42A** | *8MV*1352422** | 42000 | 12.5 | 15 | 42000 | 8.5 | 26200 | 1 | HRCU-A-CB |  |  | 332 | 892 | Yes
5002494 | Active | Systems | KEEPRITE 15 R410A HP | KEEPRITE | CSH542GKA* |  | EHD4X42A** | *8MX*0902116** | 42000 | 12.5 | 15 | 42500 | 8.5 | 26200 | 1 | HRCU-A-CB |  |  | 332 | 892 | Yes
5002495 | Active | Systems | KEEPRITE 15 R410A HP | KEEPRITE | CSH542GKA* |  | EHD4X42A** | *8MX*1102120** | 42000 | 12.5 | 15 | 42000 | 8.5 | 26200 | 1 | HRCU-A-CB |  |  | 332 | 892 | Yes
5002496 | Active | Systems | KEEPRITE 15 R410A HP | KEEPRITE | CSH542GKA* |  | EHD4X42A** | *8MX*1352420** | 42000 | 12.5 | 15 | 42500 | 8.5 | 26200 | 1 | HRCU-A-CB |  |  | 332 | 892 | Yes
5151288 | Active | Systems | KEEPRITE 15 R410A HP | KEEPRITE | CSH542GKA* |  | EHD4X42A** | *9MA*1002122A** | 41500 | 12.5 | 15 | 42500 | 8.5 | 26200 | 1 | HRCU-A-CB |  |  | 328 | 892 | Yes
5002645 | Active | Systems | KEEPRITE 15 R410A HP | KEEPRITE | CSH542GKA* |  | EHD4X42A** | *9MA*1202422A** | 41500 | 12.5 | 15 | 42000 | 8.5 | 26000 | 1 | HRCU-A-CB |  |  | 328 | 892 | Yes
5151289 | Active | Systems | KEEPRITE 15 R410A HP | KEEPRITE | CSH542GKA* |  | EHD4X42A** | *9MV*0802120A** | 41500 | 12.5 | 15 | 42000 | 8.5 | 26200 | 1 | HRCU-A-CB |  |  | 328 | 892 | Yes
5151290 | Active | Systems | KEEPRITE 15 R410A HP | KEEPRITE | CSH542GKA* |  | EHD4X42A** | *9MV*1002120A** | 41500 | 12.5 | 15 | 42000 | 8.5 | 26200 | 1 | HRCU-A-CB |  |  | 328 | 892 | Yes
5002649 | Active | Systems | KEEPRITE 15 R410A HP | KEEPRITE | CSH542GKA* |  | EHD4X42A** | *9MV*1202422A** | 41500 | 12.5 | 15 | 42000 | 8.5 | 26200 | 1 | HRCU-A-CB |  |  | 328 | 892 | Yes
5151291 | Active | Systems | KEEPRITE 15 R410A HP | KEEPRITE | CSH542GKA* |  | EHD4X42A** | *9MX*0802120A** | 42000 | 12.5 | 15 | 42500 | 8.5 | 26400 | 1 | HRCU-A-CB |  |  | 332 | 892 | Yes
5151292 | Active | Systems | KEEPRITE 15 R410A HP | KEEPRITE | CSH542GKA* |  | EHD4X42A** | *9MX*1002120A** | 41500 | 12.5 | 15 | 42000 | 8.5 | 26200 | 1 | HRCU-A-CB |  |  | 328 | 892 | Yes
5002653 | Active | Systems | KEEPRITE 15 R410A HP | KEEPRITE | CSH542GKA* |  | EHD4X42A** | *9MX*1202422A** | 42000 | 12.5 | 15 | 42500 | 8.5 | 26600 | 1 | HRCU-A-CB |  |  | 332 | 892 | Yes
5417213 | Active | Systems | KEEPRITE 15 R410A HP | KEEPRITE | CSH542GKA* |  | EHD4X42A** | MV16**21C* | 42000 | 12.5 | 15 | 42000 | 8.5 | 26400 | 1 | HRCU-A-CB |  |  | 332 | 892 | Yes
5417214 | Active | Systems | KEEPRITE 15 R410A HP | KEEPRITE | CSH542GKA* |  | EHD4X42A** | MV20**24C* | 42000 | 12.5 | 15 | 42000 | 8.5 | 26200 | 1 | HRCU-A-CB |  |  | 332 | 892 | Yes
5002702 | Active | Systems | KEEPRITE 15 R410A HP | KEEPRITE | CSH542GKA* |  | EHD4X42A** | OLV154F20A | 42500 | 12.5 | 15 | 43500 | 8.5 | 27000 | 1 | HRCU-A-CB |  |  | 335 | 892 | Yes
5002499 | Active | Systems | KEEPRITE 15 R410A HP | KEEPRITE | CSH542GKA* |  | EHD4X48A** | *8MV*0901716** | 42000 | 12.5 | 15 | 42500 | 8.5 | 26200 | 1 | HRCU-A-CB |  |  | 332 | 892 | Yes
5002500 | Active | Systems | KEEPRITE 15 R410A HP | KEEPRITE | CSH542GKA* |  | EHD4X48A** | *8MV*1102120** | 42000 | 12.5 | 15 | 42500 | 8.5 | 26400 | 1 | HRCU-A-CB |  |  | 332 | 892 | Yes
5002501 | Active | Systems | KEEPRITE 15 R410A HP | KEEPRITE | CSH542GKA* |  | EHD4X48A** | *8MV*1352422** | 42000 | 12.5 | 15 | 42000 | 8.5 | 26200 | 1 | HRCU-A-CB |  |  | 332 | 892 | Yes
5002503 | Active | Systems | KEEPRITE 15 R410A HP | KEEPRITE | CSH542GKA* |  | EHD4X48A** | *8MX*0902116** | 42000 | 12.5 | 15 | 42500 | 8.5 | 26400 | 1 | HRCU-A-CB |  |  | 332 | 892 | Yes
5002504 | Active | Systems | KEEPRITE 15 R410A HP | KEEPRITE | CSH542GKA* |  | EHD4X48A** | *8MX*1102120** | 42000 | 12.5 | 15 | 42500 | 8.5 | 26200 | 1 | HRCU-A-CB |  |  | 332 | 892 | Yes
5002505 | Active | Systems | KEEPRITE 15 R410A HP | KEEPRITE | CSH542GKA* |  | EHD4X48A** | *8MX*1352420** | 42000 | 12.5 | 15 | 42500 | 8.5 | 26400 | 1 | HRCU-A-CB |  |  | 332 | 892 | Yes
5151294 | Active | Systems | KEEPRITE 15 R410A HP | KEEPRITE | CSH542GKA* |  | EHD4X48A** | *9MA*0802120A** | 41500 | 12.5 | 15 | 42000 | 8.5 | 26200 | 1 | HRCU-A-CB |  |  | 328 | 892 | Yes
5151295 | Active | Systems | KEEPRITE 15 R410A HP | KEEPRITE | CSH542GKA* |  | EHD4X48A** | *9MA*1002122A** | 42000 | 12.5 | 15 | 42500 | 8.5 | 26400 | 1 | HRCU-A-CB |  |  | 332 | 892 | Yes
5002657 | Active | Systems | KEEPRITE 15 R410A HP | KEEPRITE | CSH542GKA* |  | EHD4X48A** | *9MA*1202422A** | 41500 | 12.5 | 15 | 42000 | 8.5 | 26200 | 1 | HRCU-A-CB |  |  | 328 | 892 | Yes
5151296 | Active | Systems | KEEPRITE 15 R410A HP | KEEPRITE | CSH542GKA* |  | EHD4X48A** | *9MV*0802120A** | 42000 | 12.5 | 15 | 42500 | 8.5 | 26400 | 1 | HRCU-A-CB |  |  | 332 | 892 | Yes
5151297 | Active | Systems | KEEPRITE 15 R410A HP | KEEPRITE | CSH542GKA* |  | EHD4X48A** | *9MV*1002120A** | 41500 | 12.5 | 15 | 42000 | 8.5 | 26200 | 1 | HRCU-A-CB |  |  | 328 | 892 | Yes
5002661 | Active | Systems | KEEPRITE 15 R410A HP | KEEPRITE | CSH542GKA* |  | EHD4X48A** | *9MV*1202422A** | 42000 | 12.5 | 15 | 42500 | 8.5 | 26400 | 1 | HRCU-A-CB |  |  | 332 | 892 | Yes
5151298 | Active | Systems | KEEPRITE 15 R410A HP | KEEPRITE | CSH542GKA* |  | EHD4X48A** | *9MX*0802120A** | 42000 | 12.5 | 15 | 42500 | 8.5 | 26600 | 1 | HRCU-A-CB |  |  | 332 | 892 | Yes
5151299 | Active | Systems | KEEPRITE 15 R410A HP | KEEPRITE | CSH542GKA* |  | EHD4X48A** | *9MX*1002120A** | 42000 | 12.5 | 15 | 42500 | 8.5 | 26200 | 1 | HRCU-A-CB |  |  | 332 | 892 | Yes
5002665 | Active | Systems | KEEPRITE 15 R410A HP | KEEPRITE | CSH542GKA* |  | EHD4X48A** | *9MX*1202422A** | 42000 | 12.5 | 15 | 42500 | 8.5 | 26600 | 1 | HRCU-A-CB |  |  | 332 | 892 | Yes
5417215 | Active | Systems | KEEPRITE 15 R410A HP | KEEPRITE | CSH542GKA* |  | EHD4X48A** | MV12**17C* | 42000 | 12.5 | 15 | 42000 | 8.5 | 26400 | 1 | HRCU-A-CB |  |  | 332 | 892 | Yes
5417216 | Active | Systems | KEEPRITE 15 R410A HP | KEEPRITE | CSH542GKA* |  | EHD4X48A** | MV16**21C* | 42000 | 12.7 | 15 | 42000 | 8.5 | 26400 | 1 | HRCU-A-CB |  |  | 332 | 892 | Yes
5417217 | Active | Systems | KEEPRITE 15 R410A HP | KEEPRITE | CSH542GKA* |  | EHD4X48A** | MV20**24C* | 42000 | 12.7 | 15 | 42000 | 8.5 | 26200 | 1 | HRCU-A-CB |  |  | 332 | 892 | Yes
5002705 | Active | Systems | KEEPRITE 15 R410A HP | KEEPRITE | CSH542GKA* |  | EHD4X48A** | OLV154F20A | 43000 | 12.5 | 15 | 43500 | 8.5 | 27200 | 1 | HRCU-A-CB |  |  | 339 | 892 | Yes
5417218 | Active | Systems | KEEPRITE 15 R410A HP | KEEPRITE | CSH542GKA* |  | EHD4X60A** | MV12**17C* | 42000 | 12.7 | 15.2 | 42000 | 8.5 | 26400 | 1 | HRCU-A-CB |  |  | 327 | 892 | Yes
5417219 | Active | Systems | KEEPRITE 15 R410A HP | KEEPRITE | CSH542GKA* |  | EHD4X60A** | MV16**21C* | 42000 | 13 | 15.5 | 42000 | 8.8 | 26400 | 1 | HRCU-A-CB |  |  | 321 | 862 | Yes
5417220 | Active | Systems | KEEPRITE 15 R410A HP | KEEPRITE | CSH542GKA* |  | EHD4X60A** | MV20**24C* | 42000 | 13 | 15.5 | 42000 | 8.8 | 26200 | 1 | HRCU-A-CB |  |  | 321 | 862 | Yes
5002468 | Active | Systems | KEEPRITE 15 R410A HP | KEEPRITE | CSH542GKA* |  | EN(A,D)4X48*24** | *8MV*1352422** | 41500 | 12.5 | 15 | 42000 | 8.5 | 26000 | 1 | HRCU-A-CB |  |  | 328 | 892 | Yes
5002469 | Active | Systems | KEEPRITE 15 R410A HP | KEEPRITE | CSH542GKA* |  | EN(A,D)4X48*24** | *8MX*1352420** | 42000 | 12.5 | 15 | 42500 | 8.5 | 26400 | 1 | HRCU-A-CB |  |  | 332 | 892 | Yes
5151267 | Active | Systems | KEEPRITE 15 R410A HP | KEEPRITE | CSH542GKA* |  | EN(A,D)4X48*24** | *9MA*1002122A** | 41500 | 12.5 | 15 | 42000 | 8.5 | 26200 | 1 | HRCU-A-CB |  |  | 328 | 892 | Yes
5002601 | Active | Systems | KEEPRITE 15 R410A HP | KEEPRITE | CSH542GKA* |  | EN(A,D)4X48*24** | *9MA*1202422A** | 41000 | 12.5 | 15 | 42000 | 8.5 | 26000 | 1 | HRCU-A-CB |  |  | 324 | 892 | Yes
5151268 | Active | Systems | KEEPRITE 15 R410A HP | KEEPRITE | CSH542GKA* |  | EN(A,D)4X48*24** | *9MV*0802120A** | 41500 | 12.5 | 15 | 42500 | 8.5 | 26200 | 1 | HRCU-A-CB |  |  | 328 | 892 | Yes
5151269 | Active | Systems | KEEPRITE 15 R410A HP | KEEPRITE | CSH542GKA* |  | EN(A,D)4X48*24** | *9MV*1002120A** | 41500 | 12.5 | 15 | 42000 | 8.5 | 26200 | 1 | HRCU-A-CB |  |  | 328 | 892 | Yes
5002603 | Active | Systems | KEEPRITE 15 R410A HP | KEEPRITE | CSH542GKA* |  | EN(A,D)4X48*24** | *9MV*1202422A** | 41500 | 12.5 | 15 | 42500 | 8.5 | 26200 | 1 | HRCU-A-CB |  |  | 328 | 892 | Yes
5151270 | Active | Systems | KEEPRITE 15 R410A HP | KEEPRITE | CSH542GKA* |  | EN(A,D)4X48*24** | *9MX*0802120A** | 42000 | 12.5 | 15 | 42500 | 8.5 | 26400 | 1 | HRCU-A-CB |  |  | 332 | 892 | Yes
5151271 | Active | Systems | KEEPRITE 15 R410A HP | KEEPRITE | CSH542GKA* |  | EN(A,D)4X48*24** | *9MX*1002120A** | 41500 | 12.5 | 15 | 42000 | 8.5 | 26200 | 1 | HRCU-A-CB |  |  | 328 | 892 | Yes
5002605 | Active | Systems | KEEPRITE 15 R410A HP | KEEPRITE | CSH542GKA* |  | EN(A,D)4X48*24** | *9MX*1202422A** | 42000 | 12.5 | 15 | 42500 | 8.5 | 26600 | 1 | HRCU-A-CB |  |  | 332 | 892 | Yes
5417202 | Active | Systems | KEEPRITE 15 R410A HP | KEEPRITE | CSH542GKA* |  | EN(A,D)4X48*24** | MV16**21C* | 42000 | 12.5 | 15 | 42000 | 8.5 | 26200 | 1 | HRCU-A-CB |  |  | 332 | 892 | Yes
5417203 | Active | Systems | KEEPRITE 15 R410A HP | KEEPRITE | CSH542GKA* |  | EN(A,D)4X48*24** | MV20**24C* | 41500 | 12.5 | 15 | 42000 | 8.5 | 26000 | 1 | HRCU-A-CB |  |  | 328 | 892 | Yes
5002691 | Active | Systems | KEEPRITE 15 R410A HP | KEEPRITE | CSH542GKA* |  | EN(A,D)4X48*24** | OLV154F20A | 42500 | 12.5 | 15 | 43000 | 8.5 | 27000 | 1 | HRCU-A-CB |  |  | 335 | 892 | Yes
5002464 | Active | Systems | KEEPRITE 15 R410A HP | KEEPRITE | CSH542GKA* |  | EN(A,D,W)4X48*21** | *8MV*1102120** | 41500 | 12.5 | 15 | 42000 | 8.5 | 26200 | 1 | HRCU-A-CB |  |  | 328 | 892 | Yes
5002465 | Active | Systems | KEEPRITE 15 R410A HP | KEEPRITE | CSH542GKA* |  | EN(A,D,W)4X48*21** | *8MX*0902116** | 42000 | 12.5 | 15 | 42500 | 8.5 | 26200 | 1 | HRCU-A-CB |  |  | 332 | 892 | Yes
5002466 | Active | Systems | KEEPRITE 15 R410A HP | KEEPRITE | CSH542GKA* |  | EN(A,D,W)4X48*21** | *8MX*1102120** | 42000 | 12.5 | 15 | 42500 | 8.5 | 26200 | 1 | HRCU-A-CB |  |  | 332 | 892 | Yes
5151260 | Active | Systems | KEEPRITE 15 R410A HP | KEEPRITE | CSH542GKA* |  | EN(A,D,W)4X48*21** | *9MA*1002122A** | 41500 | 12.5 | 15 | 42000 | 8.5 | 26200 | 1 | HRCU-A-CB |  |  | 328 | 892 | Yes
5151261 | Active | Systems | KEEPRITE 15 R410A HP | KEEPRITE | CSH542GKA* |  | EN(A,D,W)4X48*21** | *9MV*0802120A** | 41500 | 12.5 | 15 | 42500 | 8.5 | 26200 | 1 | HRCU-A-CB |  |  | 328 | 892 | Yes
5151262 | Active | Systems | KEEPRITE 15 R410A HP | KEEPRITE | CSH542GKA* |  | EN(A,D,W)4X48*21** | *9MV*1002120A** | 41500 | 12.5 | 15 | 42000 | 8.5 | 26200 | 1 | HRCU-A-CB |  |  | 328 | 892 | Yes
5151263 | Active | Systems | KEEPRITE 15 R410A HP | KEEPRITE | CSH542GKA* |  | EN(A,D,W)4X48*21** | *9MX*0802120A** | 42000 | 12.5 | 15 | 42500 | 8.5 | 26400 | 1 | HRCU-A-CB |  |  | 332 | 892 | Yes
5151264 | Active | Systems | KEEPRITE 15 R410A HP | KEEPRITE | CSH542GKA* |  | EN(A,D,W)4X48*21** | *9MX*1002120A** | 41500 | 12.5 | 15 | 42000 | 8.5 | 26200 | 1 | HRCU-A-CB |  |  | 328 | 892 | Yes
5417201 | Active | Systems | KEEPRITE 15 R410A HP | KEEPRITE | CSH542GKA* |  | EN(A,D,W)4X48*21** | MV16**21C* | 42000 | 12.5 | 15 | 42000 | 8.5 | 26200 | 1 | HRCU-A-CB |  |  | 332 | 892 | Yes
5417204 | Active | Systems | KEEPRITE 15 R410A HP | KEEPRITE | CSH542GKA* |  | EN(A,D,W)4X60*24** | MV16**21C* | 42000 | 12.7 | 15.5 | 42000 | 8.8 | 26400 | 1 | HRCU-A-CB |  |  | 321 | 862 | Yes
5417205 | Active | Systems | KEEPRITE 15 R410A HP | KEEPRITE | CSH542GKA* |  | EN(A,D,W)4X60*24** | MV20**24C* | 42000 | 12.7 | 15.2 | 42000 | 8.5 | 26200 | 1 | HRCU-A-CB |  |  | 327 | 892 | Yes
5002481 | Active | Systems | KEEPRITE 15 R410A HP | KEEPRITE | CSH542GKA* |  | ENH4X48*21** | *8MV*0901716** | 41500 | 12.5 | 15 | 42000 | 8.5 | 26200 | 1 | HRCU-A-CB |  |  | 328 | 892 | Yes
5002482 | Active | Systems | KEEPRITE 15 R410A HP | KEEPRITE | CSH542GKA* |  | ENH4X48*21** | *8MV*1102120** | 41500 | 12.5 | 15 | 42000 | 8.5 | 26200 | 1 | HRCU-A-CB |  |  | 328 | 892 | Yes
5002483 | Active | Systems | KEEPRITE 15 R410A HP | KEEPRITE | CSH542GKA* |  | ENH4X48*21** | *8MV*1352422** | 41500 | 12.5 | 15 | 42000 | 8.5 | 26000 | 1 | HRCU-A-CB |  |  | 328 | 892 | Yes
5002485 | Active | Systems | KEEPRITE 15 R410A HP | KEEPRITE | CSH542GKA* |  | ENH4X48*21** | *8MX*0902116** | 42000 | 12.5 | 15 | 42500 | 8.5 | 26200 | 1 | HRCU-A-CB |  |  | 332 | 892 | Yes
5002486 | Active | Systems | KEEPRITE 15 R410A HP | KEEPRITE | CSH542GKA* |  | ENH4X48*21** | *8MX*1102120** | 42000 | 12.5 | 15 | 42500 | 8.5 | 26200 | 1 | HRCU-A-CB |  |  | 332 | 892 | Yes
5002487 | Active | Systems | KEEPRITE 15 R410A HP | KEEPRITE | CSH542GKA* |  | ENH4X48*21** | *8MX*1352420** | 42000 | 12.5 | 15 | 42500 | 8.5 | 26400 | 1 | HRCU-A-CB |  |  | 332 | 892 | Yes
5151281 | Active | Systems | KEEPRITE 15 R410A HP | KEEPRITE | CSH542GKA* |  | ENH4X48*21** | *9MA*1002122A** | 41500 | 12.5 | 15 | 42000 | 8.5 | 26200 | 1 | HRCU-A-CB |  |  | 328 | 892 | Yes
5002633 | Active | Systems | KEEPRITE 15 R410A HP | KEEPRITE | CSH542GKA* |  | ENH4X48*21** | *9MA*1202422A** | 41000 | 12.5 | 15 | 42000 | 8.5 | 26000 | 1 | HRCU-A-CB |  |  | 324 | 892 | Yes
5151282 | Active | Systems | KEEPRITE 15 R410A HP | KEEPRITE | CSH542GKA* |  | ENH4X48*21** | *9MV*0802120A** | 41500 | 12.5 | 15 | 42500 | 8.5 | 26200 | 1 | HRCU-A-CB |  |  | 328 | 892 | Yes
5151283 | Active | Systems | KEEPRITE 15 R410A HP | KEEPRITE | CSH542GKA* |  | ENH4X48*21** | *9MV*1002120A** | 41500 | 12.5 | 15 | 42000 | 8.5 | 26200 | 1 | HRCU-A-CB |  |  | 328 | 892 | Yes
5002637 | Active | Systems | KEEPRITE 15 R410A HP | KEEPRITE | CSH542GKA* |  | ENH4X48*21** | *9MV*1202422A** | 41500 | 12.5 | 15 | 42500 | 8.5 | 26200 | 1 | HRCU-A-CB |  |  | 328 | 892 | Yes
5151284 | Active | Systems | KEEPRITE 15 R410A HP | KEEPRITE | CSH542GKA* |  | ENH4X48*21** | *9MX*0802120A** | 42000 | 12.5 | 15 | 42500 | 8.5 | 26400 | 1 | HRCU-A-CB |  |  | 332 | 892 | Yes
5151285 | Active | Systems | KEEPRITE 15 R410A HP | KEEPRITE | CSH542GKA* |  | ENH4X48*21** | *9MX*1002120A** | 41500 | 12.5 | 15 | 42000 | 8.5 | 26200 | 1 | HRCU-A-CB |  |  | 328 | 892 | Yes
5002641 | Active | Systems | KEEPRITE 15 R410A HP | KEEPRITE | CSH542GKA* |  | ENH4X48*21** | *9MX*1202422A** | 42000 | 12.5 | 15 | 42500 | 8.5 | 26600 | 1 | HRCU-A-CB |  |  | 332 | 892 | Yes
5417209 | Active | Systems | KEEPRITE 15 R410A HP | KEEPRITE | CSH542GKA* |  | ENH4X48*21** | MV16**21C* | 42000 | 12.5 | 15 | 42000 | 8.5 | 26200 | 1 | HRCU-A-CB |  |  | 332 | 892 | Yes
5002699 | Active | Systems | KEEPRITE 15 R410A HP | KEEPRITE | CSH542GKA* |  | ENH4X48*21** | OLV154F20A | 42500 | 12.5 | 15 | 43000 | 8.5 | 27000 | 1 | HRCU-A-CB |  |  | 335 | 892 | Yes
5417210 | Active | Systems | KEEPRITE 15 R410A HP | KEEPRITE | CSH542GKA* |  | ENH4X60*24** | MV16**21C* | 42000 | 12.7 | 15.5 | 42000 | 8.8 | 26400 | 1 | HRCU-A-CB |  |  | 321 | 862 | Yes
5417211 | Active | Systems | KEEPRITE 15 R410A HP | KEEPRITE | CSH542GKA* |  | ENH4X60*24** | MV20**24C* | 42000 | 12.7 | 15.2 | 42000 | 8.5 | 26200 | 1 | HRCU-A-CB |  |  | 327 | 892 | Yes
5002931 | Active | Systems | KEEPRITE 15 R410A HP | KEEPRITE | CSH542GKA* |  | FCM4X48****+WALLCON |  | 42500 | 12.7 | 15.5 | 41500 | 8.5 | 26200 | 1 | HRCU-A-CB |  |  | 325 | 892 | Yes
5002932 | Active | Systems | KEEPRITE 15 R410A HP | KEEPRITE | CSH542GKA* |  | FCM4X60****+WALLCON |  | 43000 | 13 | 16 | 42000 | 9 | 26200 | 1 | HRCU-A-CB |  |  | 318 | 843 | Yes
5002509 | Active | Systems | KEEPRITE 15 R410A HP | KEEPRITE | CSH542GKA* |  | FEM4P48**A*+TXV |  | 42000 | 12.5 | 15 | 42000 | 8.5 | 26600 | 1 | HRCU-A-CB |  |  | 332 | 892 | Yes
5002934 | Active | Systems | KEEPRITE 15 R410A HP | KEEPRITE | CSH542GKA* |  | FEM4X48**** |  | 43000 | 12.5 | 15 | 42000 | 8.5 | 26800 | 1 | HRCU-A-CB |  |  | 339 | 892 | Yes
5002928 | Active | Systems | KEEPRITE 15 R410A HP | KEEPRITE | CSH542GKA* |  | FVM4X48**** |  | 42500 | 12.7 | 15.5 | 41500 | 8.5 | 26200 | 1 | HRCU-A-CB |  |  | 325 | 892 | Yes
5002929 | Active | Systems | KEEPRITE 15 R410A HP | KEEPRITE | CSH542GKA* |  | FVM4X60**** |  | 43000 | 13 | 16 | 42000 | 9 | 26200 | 1 | HRCU-A-CB |  |  | 318 | 843 | Yes
5002435 | Active | Systems | KEEPRITE 15 R410A HP | KEEPRITE | CSH542GKA* |  | FXM4X42**A* |  | 42000 | 12.5 | 15 | 43000 | 8.7 | 26800 | 1 | HRCU-A-CB | Yes |  | 332 | 872 | Yes
5002510 | Active | Systems | KEEPRITE 15 R410A HP | KEEPRITE | CSH542GKA* |  | FXM4X48**A* |  | 43000 | 12.7 | 15.5 | 42000 | 8.7 | 26800 | 1 | HRCU-A-CB |  |  | 328 | 872 | Yes
5616258 | Active | Systems | KEEPRITE 15 R410A HP | KEEPRITE | CSH542HKA* |  | FCM4X60****+WALLCON |  | 42000 | 12.5 | 15.5 | 41000 | 9 | 25800 | 1 | HRCU-A-CB |  |  | 321 | 843 | Yes
5469393 | Active | Systems | KEEPRITE 15 R410A HP | KEEPRITE | CSH542HKA* |  | FVM4X60**** |  | 42000 | 12.5 | 15.5 | 41000 | 9 | 25800 | 1 | HRCU-A-CB | Yes |  | 321 | 843 | Yes
5469574 | Active | Systems | KEEPRITE 15 R410A HP | KEEPRITE | CSH542HKA* |  | FXM4X48**A* |  | 42000 | 12.5 | 15 | 41500 | 8.7 | 26000 | 1 | HRCU-A-CB |  |  | 332 | 872 | Yes
5005641 | Active | Systems | KEEPRITE 15 R410A HP | KEEPRITE | CSH548GKA* |  | EHD4X60A** | *8MV*1352422** | 47000 | 12.5 | 15 | 45500 | 8.5 | 27600 | 1 | HRCU-A-CB |  |  | 371 | 1115 | Yes
5005643 | Active | Systems | KEEPRITE 15 R410A HP | KEEPRITE | CSH548GKA* |  | EHD4X60A** | *8MX*1102120** | 47500 | 12.5 | 15 | 46000 | 8.5 | 27600 | 1 | HRCU-A-CB |  |  | 375 | 1115 | Yes
5005909 | Active | Systems | KEEPRITE 15 R410A HP | KEEPRITE | CSH548GKA* |  | FCM4X48****+WALLCON |  | 47000 | 12.5 | 15 | 45500 | 8.5 | 27400 | 1 | HRCU-A-CB |  |  | 371 | 1115 | Yes
5005910 | Active | Systems | KEEPRITE 15 R410A HP | KEEPRITE | CSH548GKA* |  | FCM4X60****+WALLCON |  | 47500 | 12.7 | 15.2 | 45500 | 8.5 | 27400 | 1 | HRCU-A-CB |  |  | 370 | 1115 | Yes
5005907 | Active | Systems | KEEPRITE 15 R410A HP | KEEPRITE | CSH548GKA* |  | FVM4X48**** |  | 47000 | 12.5 | 15 | 45500 | 8.5 | 27400 | 1 | HRCU-A-CB |  |  | 371 | 1115 | Yes
5005908 | Active | Systems | KEEPRITE 15 R410A HP | KEEPRITE | CSH548GKA* |  | FVM4X60**** |  | 47500 | 12.7 | 15.2 | 45500 | 8.5 | 27400 | 1 | HRCU-A-CB |  |  | 370 | 1115 | Yes
5005576 | Active | Systems | KEEPRITE 15 R410A HP | KEEPRITE | CSH548GKA* |  | FXM4X48**A* |  | 47500 | 12.5 | 15 | 46500 | 8.5 | 28000 | 1 | HRCU-A-CB | Yes |  | 375 | 1115 | Yes
5005647 | Active | Systems | KEEPRITE 15 R410A HP | KEEPRITE | CSH548GKA* |  | FXM4X60**A* |  | 48500 | 12.5 | 15 | 46500 | 8.7 | 28000 | 1 | HRCU-A-CB |  |  | 383 | 1090 | Yes
5470369 | Active | Systems | KEEPRITE 15 R410A HP | KEEPRITE | CSH548HKA* |  | FCM4X60****+WALLCON |  | 47000 | 12.5 | 15.5 | 46500 | 9 | 29000 | 1 | HRCU-A-CB |  |  | 359 | 1053 | Yes
5470289 | Active | Systems | KEEPRITE 15 R410A HP | KEEPRITE | CSH548HKA* |  | FVM4X60**** |  | 47000 | 12.5 | 15.5 | 46500 | 9 | 29000 | 1 | HRCU-A-CB | Yes |  | 359 | 1053 | Yes
5470365 | Active | Systems | KEEPRITE 15 R410A HP | KEEPRITE | CSH548HKA* |  | FXM4X48**A* |  | 46500 | 12.5 | 15 | 47000 | 8.5 | 29400 | 1 | HRCU-A-CB |  |  | 367 | 1115 | Yes
5470366 | Active | Systems | KEEPRITE 15 R410A HP | KEEPRITE | CSH548HKA* |  | FXM4X60**A* |  | 47000 | 12.5 | 15.5 | 47000 | 8.5 | 29800 | 1 | HRCU-A-CB |  |  | 359 | 1115 | Yes
5007110 | Active | Systems | KEEPRITE 15 R410A HP | KEEPRITE | CSH560GKA* |  | FCM4X60****+WALLCON |  | 58000 | 12.5 | 15 | 56500 | 8.5 | 35400 | 1 | HRCU-A-CB |  |  | 458 | 1339 | Yes
5007109 | Active | Systems | KEEPRITE 15 R410A HP | KEEPRITE | CSH560GKA* |  | FVM4X60**** |  | 58000 | 12.5 | 15 | 56500 | 8.5 | 35400 | 1 | HRCU-A-CB |  |  | 458 | 1339 | Yes
5007007 | Active | Systems | KEEPRITE 15 R410A HP | KEEPRITE | CSH560GKA* |  | FXM4X60**A* |  | 58000 | 12.5 | 15 | 56500 | 8.5 | 35400 | 1 | HRCU-A-CB | Yes |  | 458 | 1339 | Yes
4819819 | Active | Systems | KEEPRITE 15 R410A HP | KEEPRITE | CXH518GKA* |  | EA*4X24*17A* | *9MV*0601714A** | 18000 | 12.5 | 15 | 17800 | 8.5 | 10700 | 1 | HRCU-A-CB |  |  | 142 | 446 | Yes
4819820 | Active | Systems | KEEPRITE 15 R410A HP | KEEPRITE | CXH518GKA* |  | EA*4X24*17A* | *9MV*0801716A** | 18000 | 12.5 | 15.2 | 18000 | 8.5 | 10700 | 1 | HRCU-A-CB |  |  | 140 | 446 | Yes
3977096 | Discontinued | Systems | KEEPRITE 15 R410A HP | KEEPRITE | CXH518GKA* |  | ED*4X24B** | *8MX*0451408** | 17600 | 12.5 | 15 | 17800 | 8.5 | 10700 | 1 | HRCU-A-CB |  |  | 139 | 446 | Yes
4819828 | Discontinued | Systems | KEEPRITE 15 R410A HP | KEEPRITE | CXH518GKA* |  | ED*4X24F** | *9MV*0601714A** | 18000 | 12.5 | 15 | 17800 | 8.5 | 10700 | 1 | HRCU-A-CB |  |  | 142 | 446 | Yes
4819829 | Discontinued | Systems | KEEPRITE 15 R410A HP | KEEPRITE | CXH518GKA* |  | ED*4X24F** | *9MV*0801716A** | 18000 | 12.5 | 15.2 | 18000 | 8.5 | 10700 | 1 | HRCU-A-CB |  |  | 140 | 446 | Yes
3977112 | Discontinued | Systems | KEEPRITE 15 R410A HP | KEEPRITE | CXH518GKA* |  | ED*4X24F** | NOMV106D12* | 17800 | 12.5 | 15 | 17600 | 8.5 | 10500 | 1 | HRCU-A-CB |  |  | 141 | 446 | Yes
5685951 | Active | Systems | KEEPRITE 15 R410A HP | KEEPRITE | CXH518GKA* |  | ED*4X24F** | OLV098A12* | 18000 | 12.5 | 15 | 17800 | 8.5 | 10700 | 1 | HRCU-A-CB |  |  | 142 | 446 | Yes
5685939 | Active | Systems | KEEPRITE 15 R410A HP | KEEPRITE | CXH518GKA* |  | ED*4X24F** | OMV098J12* | 18000 | 12.5 | 15 | 18000 | 8.5 | 10800 | 1 | HRCU-A-CB |  |  | 142 | 446 | Yes
5685966 | Active | Systems | KEEPRITE 15 R410A HP | KEEPRITE | CXH518GKA* |  | EHD4X24A** | OLV098A12* | 18000 | 12.5 | 15 | 18000 | 8.5 | 10800 | 1 | HRCU-A-CB |  |  | 142 | 446 | Yes
5685955 | Active | Systems | KEEPRITE 15 R410A HP | KEEPRITE | CXH518GKA* |  | EHD4X24A** | OMV098J12* | 18000 | 12.5 | 15 | 18000 | 8.5 | 10800 | 1 | HRCU-A-CB |  |  | 142 | 446 | Yes
5417553 | Active | Systems | KEEPRITE 15 R410A HP | KEEPRITE | CXH518GKA* |  | EHD4X30A** | MV08**14C* | 18000 | 12.7 | 15 | 17600 | 8.5 | 10500 | 1 | HRCU-A-CB |  |  | 142 | 446 | Yes
3977103 | Active | Systems | KEEPRITE 15 R410A HP | KEEPRITE | CXH518GKA* |  | EN(A,D)4X24*14** | *8MX*0451408** | 17600 | 12.5 | 15 | 17800 | 8.5 | 10700 | 1 | HRCU-A-CB |  |  | 139 | 446 | Yes
4819844 | Active | Systems | KEEPRITE 15 R410A HP | KEEPRITE | CXH518GKA* |  | EN(A,D)4X24*17** | *9MV*0801716A** | 18000 | 12.5 | 15 | 17800 | 8.5 | 10600 | 1 | HRCU-A-CB |  |  | 142 | 446 | Yes
3977114 | Active | Systems | KEEPRITE 15 R410A HP | KEEPRITE | CXH518GKA* |  | EN(A,D)4X24*17** | NOMV106D12* | 17800 | 12.5 | 15 | 17600 | 8.5 | 10600 | 1 | HRCU-A-CB |  |  | 141 | 446 | Yes
5685923 | Active | Systems | KEEPRITE 15 R410A HP | KEEPRITE | CXH518GKA* |  | EN(A,D)4X24*17** | OLV098A12* | 18000 | 12.5 | 15 | 18000 | 8.5 | 10700 | 1 | HRCU-A-CB |  |  | 142 | 446 | Yes
5685914 | Active | Systems | KEEPRITE 15 R410A HP | KEEPRITE | CXH518GKA* |  | EN(A,D)4X24*17** | OMV098J12* | 18000 | 12.5 | 15 | 18000 | 8.5 | 10800 | 1 | HRCU-A-CB |  |  | 142 | 446 | Yes
3977109 | Active | Systems | KEEPRITE 15 R410A HP | KEEPRITE | CXH518GKA* |  | ENH4X24*17** | *8MX*0451408** | 17600 | 12.5 | 15 | 17800 | 8.5 | 10700 | 1 | HRCU-A-CB |  |  | 139 | 446 | Yes
4819850 | Active | Systems | KEEPRITE 15 R410A HP | KEEPRITE | CXH518GKA* |  | ENH4X24*17** | *9MV*0801716A** | 18000 | 12.5 | 15 | 17800 | 8.5 | 10600 | 1 | HRCU-A-CB |  |  | 142 | 446 | Yes
3977115 | Active | Systems | KEEPRITE 15 R410A HP | KEEPRITE | CXH518GKA* |  | ENH4X24*17** | NOMV106D12* | 17800 | 12.5 | 15 | 17600 | 8.5 | 10600 | 1 | HRCU-A-CB |  |  | 141 | 446 | Yes
5685937 | Active | Systems | KEEPRITE 15 R410A HP | KEEPRITE | CXH518GKA* |  | ENH4X24*17** | OLV098A12* | 18000 | 12.5 | 15 | 18000 | 8.5 | 10700 | 1 | HRCU-A-CB |  |  | 142 | 446 | Yes
5685929 | Active | Systems | KEEPRITE 15 R410A HP | KEEPRITE | CXH518GKA* |  | ENH4X24*17** | OMV098J12* | 18000 | 12.5 | 15 | 18000 | 8.5 | 10800 | 1 | HRCU-A-CB |  |  | 142 | 446 | Yes
3649905 | Active | Systems | KEEPRITE 15 R410A HP | KEEPRITE | CXH518GKA* |  | FEA4X24**A* |  | 17800 | 12.5 | 15 | 17800 | 8.5 | 10700 | 1 | HRCU-A-CB |  |  | 141 | 446 | Yes
3650102 | Active | Systems | KEEPRITE 15 R410A HP | KEEPRITE | CXH518GKA* |  | FVM4X24**** |  | 17800 | 12.5 | 15 | 17600 | 8.5 | 10500 | 1 | HRCU-A-CB |  |  | 141 | 446 | Yes
3650188 | Active | Systems | KEEPRITE 15 R410A HP | KEEPRITE | CXH518GKA* |  | FXM4X18**A* |  | 17800 | 12.6 | 15.25 | 17800 | 8.5 | 10700 | 1 | HRCU-A-CB | Yes |  | 138 | 446 | Yes
3650199 | Active | Systems | KEEPRITE 15 R410A HP | KEEPRITE | CXH518GKA* |  | FXM4X24**A* |  | 18000 | 12.6 | 15.5 | 17800 | 8.5 | 10700 | 1 | HRCU-A-CB |  |  | 137 | 446 | Yes
5417706 | Active | Systems | KEEPRITE 15 R410A HP | KEEPRITE | CXH524GKA* |  | EA*4X24*14A* | MV08**14C* | 23600 | 12.5 | 15.2 | 24000 | 8.5 | 14300 | 1 | HRCU-A-CB |  |  | 184 | 558 | Yes
5293819 | Active | Systems | KEEPRITE 15 R410A HP | KEEPRITE | CXH524GKA* |  | EA*4X24*17A* | *8MV*0901716** | 23600 | 12.5 | 15.2 | 24000 | 8.5 | 14300 | 1 | HRCU-A-CB |  |  | 184 | 558 | Yes
4820396 | Active | Systems | KEEPRITE 15 R410A HP | KEEPRITE | CXH524GKA* |  | EA*4X24*17A* | *9MV*0801716A** | 23600 | 12.55 | 15.5 | 24000 | 8.5 | 14400 | 1 | HRCU-A-CB |  |  | 180 | 558 | Yes
4820398 | Active | Systems | KEEPRITE 15 R410A HP | KEEPRITE | CXH524GKA* |  | EA*4X24*17A* | *9MX*0601714A** | 23600 | 12.5 | 15.2 | 24000 | 8.5 | 14400 | 1 | HRCU-A-CB |  |  | 184 | 558 | Yes
5417707 | Active | Systems | KEEPRITE 15 R410A HP | KEEPRITE | CXH524GKA* |  | EA*4X24*17A* | MV08**14C* | 23600 | 12.5 | 15.2 | 24000 | 8.5 | 14300 | 1 | HRCU-A-CB |  |  | 184 | 558 | Yes
5417708 | Active | Systems | KEEPRITE 15 R410A HP | KEEPRITE | CXH524GKA* |  | EA*4X24*17A* | MV12**17C* | 23800 | 12.5 | 15.5 | 24000 | 8.5 | 14400 | 1 | HRCU-A-CB |  |  | 182 | 558 | Yes
5417709 | Active | Systems | KEEPRITE 15 R410A HP | KEEPRITE | CXH524GKA* |  | EA*4X30*14A* | MV08**14C* | 23800 | 12.5 | 15.2 | 24000 | 8.5 | 14400 | 1 | HRCU-A-CB |  |  | 185 | 558 | Yes
5293824 | Active | Systems | KEEPRITE 15 R410A HP | KEEPRITE | CXH524GKA* |  | EA*4X30*17A* | *8MV*0901716** | 23800 | 12.5 | 15.5 | 24000 | 8.5 | 14400 | 1 | HRCU-A-CB |  |  | 182 | 558 | Yes
4820401 | Active | Systems | KEEPRITE 15 R410A HP | KEEPRITE | CXH524GKA* |  | EA*4X30*17A* | *9MA*0601714A** | 23600 | 12.5 | 15.2 | 24000 | 8.5 | 14500 | 1 | HRCU-A-CB |  |  | 184 | 558 | Yes
4820402 | Active | Systems | KEEPRITE 15 R410A HP | KEEPRITE | CXH524GKA* |  | EA*4X30*17A* | *9MA*0801714A** | 23600 | 12.6 | 15.5 | 24000 | 8.5 | 14400 | 1 | HRCU-A-CB |  |  | 180 | 558 | Yes
4820404 | Active | Systems | KEEPRITE 15 R410A HP | KEEPRITE | CXH524GKA* |  | EA*4X30*17A* | *9MV*0601714A** | 23800 | 12.55 | 15.5 | 24000 | 8.5 | 14500 | 1 | HRCU-A-CB |  |  | 182 | 558 | Yes
4820405 | Active | Systems | KEEPRITE 15 R410A HP | KEEPRITE | CXH524GKA* |  | EA*4X30*17A* | *9MV*0801716A** | 24000 | 12.7 | 15.5 | 24000 | 8.5 | 14500 | 1 | HRCU-A-CB |  |  | 183 | 558 | Yes
4820407 | Active | Systems | KEEPRITE 15 R410A HP | KEEPRITE | CXH524GKA* |  | EA*4X30*17A* | *9MX*0601714A** | 23800 | 12.65 | 15.5 | 24000 | 8.5 | 14500 | 1 | HRCU-A-CB |  |  | 182 | 558 | Yes
5417710 | Active | Systems | KEEPRITE 15 R410A HP | KEEPRITE | CXH524GKA* |  | EA*4X30*17A* | MV08**14C* | 23800 | 12.5 | 15.5 | 24000 | 8.5 | 14300 | 1 | HRCU-A-CB |  |  | 182 | 558 | Yes
5417711 | Active | Systems | KEEPRITE 15 R410A HP | KEEPRITE | CXH524GKA* |  | EA*4X30*17A* | MV12**17C* | 23800 | 12.7 | 15.5 | 24000 | 8.5 | 14400 | 1 | HRCU-A-CB |  |  | 182 | 558 | Yes
5417712 | Active | Systems | KEEPRITE 15 R410A HP | KEEPRITE | CXH524GKA* |  | EA*4X36*14A* | MV08**14C* | 23800 | 12.5 | 15.5 | 24000 | 8.5 | 14400 | 1 | HRCU-A-CB |  |  | 182 | 558 | Yes
5417713 | Active | Systems | KEEPRITE 15 R410A HP | KEEPRITE | CXH524GKA* |  | EA*4X36*17A* | MV08**14C* | 23800 | 12.5 | 15.5 | 24000 | 8.5 | 14400 | 1 | HRCU-A-CB |  |  | 182 | 558 | Yes
5417714 | Active | Systems | KEEPRITE 15 R410A HP | KEEPRITE | CXH524GKA* |  | EA*4X36*17A* | MV12**17C* | 24000 | 12.7 | 15.5 | 24000 | 8.5 | 14400 | 1 | HRCU-A-CB |  |  | 183 | 558 | Yes
5417715 | Active | Systems | KEEPRITE 15 R410A HP | KEEPRITE | CXH524GKA* |  | EA*4X36*21A* | MV12**17C* | 24000 | 12.7 | 15.5 | 24000 | 8.5 | 14400 | 1 | HRCU-A-CB |  |  | 183 | 558 | Yes
3977339 | Discontinued | Systems | KEEPRITE 15 R410A HP | KEEPRITE | CXH524GKA* |  | ED*4X24B** | *8MV*0701412** | 23400 | 12.5 | 15 | 24000 | 8.5 | 14100 | 1 | HRCU-A-CB |  |  | 185 | 558 | Yes
3977340 | Discontinued | Systems | KEEPRITE 15 R410A HP | KEEPRITE | CXH524GKA* |  | ED*4X24B** | *8MX*0451408** | 23400 | 12.5 | 15 | 24000 | 8.5 | 14500 | 1 | HRCU-A-CB |  |  | 185 | 558 | Yes
3977341 | Discontinued | Systems | KEEPRITE 15 R410A HP | KEEPRITE | CXH524GKA* |  | ED*4X24F** | *8MV*0901716** | 23400 | 12.5 | 15.5 | 24000 | 8.5 | 14300 | 1 | HRCU-A-CB |  |  | 179 | 558 | Yes
4820413 | Discontinued | Systems | KEEPRITE 15 R410A HP | KEEPRITE | CXH524GKA* |  | ED*4X24F** | *9MV*0801716A** | 23600 | 12.55 | 15.5 | 24000 | 8.5 | 14400 | 1 | HRCU-A-CB |  |  | 180 | 558 | Yes
4820414 | Discontinued | Systems | KEEPRITE 15 R410A HP | KEEPRITE | CXH524GKA* |  | ED*4X24F** | *9MX*0601714A** | 23600 | 12.5 | 15.2 | 24000 | 8.5 | 14400 | 1 | HRCU-A-CB |  |  | 184 | 558 | Yes
3977374 | Discontinued | Systems | KEEPRITE 15 R410A HP | KEEPRITE | CXH524GKA* |  | ED*4X24F** | NOMV106D12* | 23400 | 12.5 | 15 | 24000 | 8.5 | 14100 | 1 | HRCU-A-CB |  |  | 185 | 558 | Yes
5686001 | Active | Systems | KEEPRITE 15 R410A HP | KEEPRITE | CXH524GKA* |  | ED*4X24F** | OLV098A12* | 23800 | 12.5 | 15 | 24000 | 8.5 | 14500 | 1 | HRCU-A-CB |  |  | 188 | 558 | Yes
3861463 | Discontinued | Systems | KEEPRITE 15 R410A HP | KEEPRITE | CXH524GKA* |  | ED*4X24F** | OMV098J12* | 23600 | 12.5 | 15 | 24000 | 8.5 | 14600 | 1 | HRCU-A-CB |  |  | 186 | 558 | Yes
3977342 | Discontinued | Systems | KEEPRITE 15 R410A HP | KEEPRITE | CXH524GKA* |  | ED*4X30B** | *8MV*0701412** | 23400 | 12.5 | 15.5 | 24000 | 8.5 | 14400 | 1 | HRCU-A-CB |  |  | 179 | 558 | Yes
3977343 | Discontinued | Systems | KEEPRITE 15 R410A HP | KEEPRITE | CXH524GKA* |  | ED*4X30B** | *8MX*0451408** | 23400 | 12.5 | 15.25 | 24000 | 8.5 | 14600 | 1 | HRCU-A-CB |  |  | 182 | 558 | Yes
3977344 | Discontinued | Systems | KEEPRITE 15 R410A HP | KEEPRITE | CXH524GKA* |  | ED*4X30F** | *8MV*0901716** | 23400 | 12.5 | 15.5 | 24000 | 8.5 | 14400 | 1 | HRCU-A-CB |  |  | 179 | 558 | Yes
4820417 | Discontinued | Systems | KEEPRITE 15 R410A HP | KEEPRITE | CXH524GKA* |  | ED*4X30F** | *9MA*0601714A** | 23600 | 12.5 | 15.2 | 24000 | 8.5 | 14500 | 1 | HRCU-A-CB |  |  | 184 | 558 | Yes
4820418 | Discontinued | Systems | KEEPRITE 15 R410A HP | KEEPRITE | CXH524GKA* |  | ED*4X30F** | *9MA*0801714A** | 23600 | 12.6 | 15.5 | 24000 | 8.5 | 14400 | 1 | HRCU-A-CB |  |  | 180 | 558 | Yes
4820419 | Discontinued | Systems | KEEPRITE 15 R410A HP | KEEPRITE | CXH524GKA* |  | ED*4X30F** | *9MV*0601714A** | 23800 | 12.55 | 15.5 | 24000 | 8.5 | 14500 | 1 | HRCU-A-CB |  |  | 182 | 558 | Yes
4820420 | Discontinued | Systems | KEEPRITE 15 R410A HP | KEEPRITE | CXH524GKA* |  | ED*4X30F** | *9MV*0801716A** | 24000 | 12.7 | 15.5 | 24000 | 8.5 | 14500 | 1 | HRCU-A-CB |  |  | 183 | 558 | Yes
4820421 | Discontinued | Systems | KEEPRITE 15 R410A HP | KEEPRITE | CXH524GKA* |  | ED*4X30F** | *9MX*0601714A** | 23800 | 12.65 | 15.5 | 24000 | 8.5 | 14500 | 1 | HRCU-A-CB |  |  | 182 | 558 | Yes
3977375 | Discontinued | Systems | KEEPRITE 15 R410A HP | KEEPRITE | CXH524GKA* |  | ED*4X30F** | NOMV106D12* | 23600 | 12.5 | 15 | 24000 | 8.5 | 14300 | 1 | HRCU-A-CB |  |  | 186 | 558 | Yes
5686006 | Active | Systems | KEEPRITE 15 R410A HP | KEEPRITE | CXH524GKA* |  | ED*4X30F** | OLV098A12* | 24000 | 12.5 | 15 | 24000 | 8.5 | 14500 | 1 | HRCU-A-CB |  |  | 189 | 558 | Yes
3861464 | Discontinued | Systems | KEEPRITE 15 R410A HP | KEEPRITE | CXH524GKA* |  | ED*4X30F** | OMV098J12* | 23800 | 12.5 | 15 | 24000 | 8.5 | 14600 | 1 | HRCU-A-CB |  |  | 188 | 558 | Yes
4820480 | Active | Systems | KEEPRITE 15 R410A HP | KEEPRITE | CXH524GKA* |  | EHD4X24A** | *9MA*0801714A** | 23600 | 12.5 | 15.2 | 24000 | 8.5 | 14400 | 1 | HRCU-A-CB |  |  | 184 | 558 | Yes
5160490 | Active | Systems | KEEPRITE 15 R410A HP | KEEPRITE | CXH524GKA* |  | EHD4X24A** | *9MA*1002122A** | 24000 | 12.5 | 15.2 | 24000 | 8.5 | 14600 | 1 | HRCU-A-CB |  |  | 187 | 558 | Yes
4820482 | Active | Systems | KEEPRITE 15 R410A HP | KEEPRITE | CXH524GKA* |  | EHD4X24A** | *9MA*1202422A** | 24000 | 12.55 | 15.5 | 24000 | 8.5 | 14600 | 1 | HRCU-A-CB |  |  | 183 | 558 | Yes
4820485 | Active | Systems | KEEPRITE 15 R410A HP | KEEPRITE | CXH524GKA* |  | EHD4X24A** | *9MV*0801716A** | 23600 | 12.5 | 15.2 | 24000 | 8.5 | 14400 | 1 | HRCU-A-CB |  |  | 184 | 558 | Yes
4820486 | Active | Systems | KEEPRITE 15 R410A HP | KEEPRITE | CXH524GKA* |  | EHD4X24A** | *9MV*1202422A** | 23600 | 12.55 | 15.5 | 24000 | 8.5 | 14400 | 1 | HRCU-A-CB |  |  | 180 | 558 | Yes
4820488 | Active | Systems | KEEPRITE 15 R410A HP | KEEPRITE | CXH524GKA* |  | EHD4X24A** | *9MX*0601714A** | 23600 | 12.5 | 15.2 | 24000 | 8.5 | 14400 | 1 | HRCU-A-CB |  |  | 184 | 558 | Yes
5417731 | Active | Systems | KEEPRITE 15 R410A HP | KEEPRITE | CXH524GKA* |  | EHD4X24A** | MV08**14C* | 23800 | 12.5 | 15.2 | 24000 | 8.5 | 14400 | 1 | HRCU-A-CB |  |  | 185 | 558 | Yes
5417732 | Active | Systems | KEEPRITE 15 R410A HP | KEEPRITE | CXH524GKA* |  | EHD4X24A** | MV12**17C* | 24000 | 12.5 | 15.2 | 24000 | 8.5 | 14500 | 1 | HRCU-A-CB |  |  | 187 | 558 | Yes
5686010 | Active | Systems | KEEPRITE 15 R410A HP | KEEPRITE | CXH524GKA* |  | EHD4X24A** | OLV098A12* | 24000 | 12.5 | 15 | 24000 | 8.5 | 14700 | 1 | HRCU-A-CB |  |  | 189 | 558 | Yes
3977367 | Active | Systems | KEEPRITE 15 R410A HP | KEEPRITE | CXH524GKA* |  | EHD4X30A** | *8MV*0701412** | 23400 | 12.5 | 15.5 | 24000 | 8.5 | 14400 | 1 | HRCU-A-CB |  |  | 179 | 558 | Yes
3977368 | Active | Systems | KEEPRITE 15 R410A HP | KEEPRITE | CXH524GKA* |  | EHD4X30A** | *8MV*0901716** | 23400 | 12.5 | 15.5 | 24000 | 8.5 | 14400 | 1 | HRCU-A-CB |  |  | 179 | 558 | Yes
3977369 | Active | Systems | KEEPRITE 15 R410A HP | KEEPRITE | CXH524GKA* |  | EHD4X30A** | *8MV*1102120** | 23400 | 12.5 | 15.5 | 24000 | 8.5 | 14400 | 1 | HRCU-A-CB |  |  | 179 | 558 | Yes
3977370 | Active | Systems | KEEPRITE 15 R410A HP | KEEPRITE | CXH524GKA* |  | EHD4X30A** | *8MV*1352422** | 23400 | 12.5 | 15.5 | 24000 | 8.5 | 14400 | 1 | HRCU-A-CB |  |  | 179 | 558 | Yes
3977371 | Active | Systems | KEEPRITE 15 R410A HP | KEEPRITE | CXH524GKA* |  | EHD4X30A** | *8MX*0451408** | 23400 | 12.5 | 15.25 | 24000 | 8.5 | 14600 | 1 | HRCU-A-CB |  |  | 182 | 558 | Yes
4820489 | Active | Systems | KEEPRITE 15 R410A HP | KEEPRITE | CXH524GKA* |  | EHD4X30A** | *9MA*0601714A** | 23800 | 12.5 | 15.2 | 24000 | 8.5 | 14500 | 1 | HRCU-A-CB |  |  | 185 | 558 | Yes
5160493 | Active | Systems | KEEPRITE 15 R410A HP | KEEPRITE | CXH524GKA* |  | EHD4X30A** | *9MA*0602120A** | 24000 | 12.5 | 15.2 | 24000 | 8.5 | 14500 | 1 | HRCU-A-CB |  |  | 187 | 558 | Yes
4820490 | Active | Systems | KEEPRITE 15 R410A HP | KEEPRITE | CXH524GKA* |  | EHD4X30A** | *9MA*0801714A** | 23800 | 12.65 | 15.5 | 24000 | 8.5 | 14400 | 1 | HRCU-A-CB |  |  | 182 | 558 | Yes
5160494 | Active | Systems | KEEPRITE 15 R410A HP | KEEPRITE | CXH524GKA* |  | EHD4X30A** | *9MA*0802120A** | 24000 | 12.5 | 15.2 | 24000 | 8.5 | 14600 | 1 | HRCU-A-CB |  |  | 187 | 558 | Yes
4820492 | Active | Systems | KEEPRITE 15 R410A HP | KEEPRITE | CXH524GKA* |  | EHD4X30A** | *9MA*1202422A** | 24000 | 12.7 | 15.5 | 24000 | 8.5 | 14500 | 1 | HRCU-A-CB |  |  | 183 | 558 | Yes
4820494 | Active | Systems | KEEPRITE 15 R410A HP | KEEPRITE | CXH524GKA* |  | EHD4X30A** | *9MV*0601714A** | 23800 | 12.55 | 15.5 | 24000 | 8.5 | 14500 | 1 | HRCU-A-CB |  |  | 182 | 558 | Yes
4820495 | Active | Systems | KEEPRITE 15 R410A HP | KEEPRITE | CXH524GKA* |  | EHD4X30A** | *9MV*0801716A** | 24000 | 12.7 | 15.5 | 24000 | 8.5 | 14500 | 1 | HRCU-A-CB |  |  | 183 | 558 | Yes
5160495 | Active | Systems | KEEPRITE 15 R410A HP | KEEPRITE | CXH524GKA* |  | EHD4X30A** | *9MV*0802120A** | 24000 | 12.5 | 15.2 | 24000 | 8.5 | 14500 | 1 | HRCU-A-CB |  |  | 187 | 558 | Yes
5160496 | Active | Systems | KEEPRITE 15 R410A HP | KEEPRITE | CXH524GKA* |  | EHD4X30A** | *9MV*1002120A** | 24000 | 12.5 | 15.5 | 24000 | 8.5 | 14500 | 1 | HRCU-A-CB |  |  | 183 | 558 | Yes
4820497 | Active | Systems | KEEPRITE 15 R410A HP | KEEPRITE | CXH524GKA* |  | EHD4X30A** | *9MV*1202422A** | 24000 | 12.7 | 15.5 | 24000 | 8.5 | 14500 | 1 | HRCU-A-CB |  |  | 183 | 558 | Yes
4820499 | Active | Systems | KEEPRITE 15 R410A HP | KEEPRITE | CXH524GKA* |  | EHD4X30A** | *9MX*0601714A** | 23800 | 12.65 | 15.5 | 24000 | 8.5 | 14500 | 1 | HRCU-A-CB |  |  | 182 | 558 | Yes
5417733 | Active | Systems | KEEPRITE 15 R410A HP | KEEPRITE | CXH524GKA* |  | EHD4X30A** | MV08**14C* | 24000 | 12.5 | 15.5 | 24000 | 8.5 | 14400 | 1 | HRCU-A-CB |  |  | 183 | 558 | Yes
5417734 | Active | Systems | KEEPRITE 15 R410A HP | KEEPRITE | CXH524GKA* |  | EHD4X30A** | MV12**17C* | 24000 | 12.7 | 15.5 | 24000 | 8.5 | 14400 | 1 | HRCU-A-CB |  |  | 183 | 558 | Yes
3977382 | Active | Systems | KEEPRITE 15 R410A HP | KEEPRITE | CXH524GKA* |  | EHD4X30A** | NOMV106D12* | 23800 | 12.5 | 15 | 24000 | 8.5 | 14400 | 1 | HRCU-A-CB |  |  | 188 | 558 | Yes
5686021 | Active | Systems | KEEPRITE 15 R410A HP | KEEPRITE | CXH524GKA* |  | EHD4X30A** | OLV098A12* | 24000 | 12.5 | 15 | 24000 | 8.5 | 14600 | 1 | HRCU-A-CB |  |  | 189 | 558 | Yes
3861472 | Discontinued | Systems | KEEPRITE 15 R410A HP | KEEPRITE | CXH524GKA* |  | EHD4X30A** | OMV098J12* | 23600 | 12.5 | 15 | 24000 | 8.5 | 14600 | 1 | HRCU-A-CB |  |  | 186 | 558 | Yes
5417735 | Active | Systems | KEEPRITE 15 R410A HP | KEEPRITE | CXH524GKA* |  | EHD4X36A** | MV08**14C* | 24000 | 12.7 | 15.5 | 24000 | 8.5 | 14400 | 1 | HRCU-A-CB |  |  | 183 | 558 | Yes
5417736 | Active | Systems | KEEPRITE 15 R410A HP | KEEPRITE | CXH524GKA* |  | EHD4X36A** | MV12**17C* | 24000 | 12.7 | 15.5 | 24000 | 8.5 | 14500 | 1 | HRCU-A-CB |  |  | 183 | 558 | Yes
3977346 | Active | Systems | KEEPRITE 15 R410A HP | KEEPRITE | CXH524GKA* |  | EN(A,D)4X24*14** | *8MV*0701412** | 23400 | 12.5 | 15 | 24000 | 8.5 | 14400 | 1 | HRCU-A-CB |  |  | 185 | 558 | Yes
3977349 | Active | Systems | KEEPRITE 15 R410A HP | KEEPRITE | CXH524GKA* |  | EN(A,D)4X24*17** | *8MV*0901716** | 23400 | 12.5 | 15 | 24000 | 8.5 | 14400 | 1 | HRCU-A-CB |  |  | 185 | 558 | Yes
4820428 | Active | Systems | KEEPRITE 15 R410A HP | KEEPRITE | CXH524GKA* |  | EN(A,D)4X24*17** | *9MV*0801716A** | 23400 | 12.5 | 15.2 | 24000 | 8.5 | 14400 | 1 | HRCU-A-CB |  |  | 182 | 558 | Yes
3977376 | Active | Systems | KEEPRITE 15 R410A HP | KEEPRITE | CXH524GKA* |  | EN(A,D)4X24*17** | NOMV106D12* | 23400 | 12.5 | 15 | 24000 | 8.5 | 14400 | 1 | HRCU-A-CB |  |  | 185 | 558 | Yes
3977351 | Active | Systems | KEEPRITE 15 R410A HP | KEEPRITE | CXH524GKA* |  | EN(A,D)4X30*14** | *8MV*0701412** | 23400 | 12.5 | 15.5 | 24000 | 8.5 | 14400 | 1 | HRCU-A-CB |  |  | 179 | 558 | Yes
3977352 | Active | Systems | KEEPRITE 15 R410A HP | KEEPRITE | CXH524GKA* |  | EN(A,D)4X30*14** | *8MX*0451408** | 23400 | 12.5 | 15.25 | 24000 | 8.5 | 14600 | 1 | HRCU-A-CB |  |  | 182 | 558 | Yes
5417719 | Active | Systems | KEEPRITE 15 R410A HP | KEEPRITE | CXH524GKA* |  | EN(A,D)4X30*14** | MV08**14C* | 23800 | 12.5 | 15.2 | 24000 | 8.5 | 14400 | 1 | HRCU-A-CB |  |  | 185 | 558 | Yes
3977354 | Active | Systems | KEEPRITE 15 R410A HP | KEEPRITE | CXH524GKA* |  | EN(A,D)4X30*17** | *8MV*0901716** | 23400 | 12.5 | 15.5 | 24000 | 8.5 | 14400 | 1 | HRCU-A-CB |  |  | 179 | 558 | Yes
4820433 | Active | Systems | KEEPRITE 15 R410A HP | KEEPRITE | CXH524GKA* |  | EN(A,D)4X30*17** | *9MA*0601714A** | 23600 | 12.5 | 15.2 | 24000 | 8.5 | 14500 | 1 | HRCU-A-CB |  |  | 184 | 558 | Yes
4820434 | Active | Systems | KEEPRITE 15 R410A HP | KEEPRITE | CXH524GKA* |  | EN(A,D)4X30*17** | *9MA*0801714A** | 23600 | 12.6 | 15.5 | 24000 | 8.5 | 14400 | 1 | HRCU-A-CB |  |  | 180 | 558 | Yes
4820436 | Active | Systems | KEEPRITE 15 R410A HP | KEEPRITE | CXH524GKA* |  | EN(A,D)4X30*17** | *9MV*0601714A** | 23800 | 12.55 | 15.5 | 24000 | 8.5 | 14500 | 1 | HRCU-A-CB |  |  | 182 | 558 | Yes
4820437 | Active | Systems | KEEPRITE 15 R410A HP | KEEPRITE | CXH524GKA* |  | EN(A,D)4X30*17** | *9MV*0801716A** | 24000 | 12.7 | 15.5 | 24000 | 8.5 | 14500 | 1 | HRCU-A-CB |  |  | 183 | 558 | Yes
4820439 | Active | Systems | KEEPRITE 15 R410A HP | KEEPRITE | CXH524GKA* |  | EN(A,D)4X30*17** | *9MX*0601714A** | 23800 | 12.65 | 15.5 | 24000 | 8.5 | 14500 | 1 | HRCU-A-CB |  |  | 182 | 558 | Yes
5417720 | Active | Systems | KEEPRITE 15 R410A HP | KEEPRITE | CXH524GKA* |  | EN(A,D)4X30*17** | MV08**14C* | 23800 | 12.5 | 15.5 | 24000 | 8.5 | 14400 | 1 | HRCU-A-CB |  |  | 182 | 558 | Yes
5417721 | Active | Systems | KEEPRITE 15 R410A HP | KEEPRITE | CXH524GKA* |  | EN(A,D)4X30*17** | MV12**17C* | 24000 | 12.7 | 15.5 | 24000 | 8.5 | 14400 | 1 | HRCU-A-CB |  |  | 183 | 558 | Yes
3977377 | Active | Systems | KEEPRITE 15 R410A HP | KEEPRITE | CXH524GKA* |  | EN(A,D)4X30*17** | NOMV106D12* | 23600 | 12.5 | 15 | 24000 | 8.5 | 14300 | 1 | HRCU-A-CB |  |  | 186 | 558 | Yes
5685974 | Active | Systems | KEEPRITE 15 R410A HP | KEEPRITE | CXH524GKA* |  | EN(A,D)4X30*17** | OLV098A12* | 24000 | 12.5 | 15 | 24000 | 8.5 | 14500 | 1 | HRCU-A-CB |  |  | 189 | 558 | Yes
3861466 | Discontinued | Systems | KEEPRITE 15 R410A HP | KEEPRITE | CXH524GKA* |  | EN(A,D)4X30*17** | OMV098J12* | 23800 | 12.5 | 15 | 24000 | 8.5 | 14600 | 1 | HRCU-A-CB |  |  | 188 | 558 | Yes
5417724 | Active | Systems | KEEPRITE 15 R410A HP | KEEPRITE | CXH524GKA* |  | EN(A,D)4X36*21** | MV12**17C* | 24000 | 12.7 | 15.5 | 24000 | 8.5 | 14400 | 1 | HRCU-A-CB |  |  | 183 | 558 | Yes
5417722 | Active | Systems | KEEPRITE 15 R410A HP | KEEPRITE | CXH524GKA* |  | EN(A,D,W)4X36*17** | MV08**14C* | 23800 | 12.5 | 15.5 | 24000 | 8.5 | 14400 | 1 | HRCU-A-CB |  |  | 182 | 558 | Yes
5417723 | Active | Systems | KEEPRITE 15 R410A HP | KEEPRITE | CXH524GKA* |  | EN(A,D,W)4X36*17** | MV12**17C* | 24000 | 12.7 | 15.5 | 24000 | 8.5 | 14400 | 1 | HRCU-A-CB |  |  | 183 | 558 | Yes
3977356 | Active | Systems | KEEPRITE 15 R410A HP | KEEPRITE | CXH524GKA* |  | ENH4X24*17** | *8MV*0701412** | 23400 | 12.5 | 15 | 24000 | 8.5 | 14400 | 1 | HRCU-A-CB |  |  | 185 | 558 | Yes
3977357 | Active | Systems | KEEPRITE 15 R410A HP | KEEPRITE | CXH524GKA* |  | ENH4X24*17** | *8MV*0901716** | 23400 | 12.5 | 15 | 24000 | 8.5 | 14400 | 1 | HRCU-A-CB |  |  | 185 | 558 | Yes
3977358 | Active | Systems | KEEPRITE 15 R410A HP | KEEPRITE | CXH524GKA* |  | ENH4X24*17** | *8MV*1102120** | 23400 | 12.5 | 15 | 24000 | 8.5 | 14500 | 1 | HRCU-A-CB |  |  | 185 | 558 | Yes
3977359 | Active | Systems | KEEPRITE 15 R410A HP | KEEPRITE | CXH524GKA* |  | ENH4X24*17** | *8MV*1352422** | 23400 | 12.5 | 15 | 24000 | 8.5 | 14400 | 1 | HRCU-A-CB |  |  | 185 | 558 | Yes
4820450 | Active | Systems | KEEPRITE 15 R410A HP | KEEPRITE | CXH524GKA* |  | ENH4X24*17** | *9MA*1202422A** | 23600 | 12.5 | 15.2 | 24000 | 8.5 | 14500 | 1 | HRCU-A-CB |  |  | 184 | 558 | Yes
4820453 | Active | Systems | KEEPRITE 15 R410A HP | KEEPRITE | CXH524GKA* |  | ENH4X24*17** | *9MV*0801716A** | 23400 | 12.5 | 15.2 | 24000 | 8.5 | 14400 | 1 | HRCU-A-CB |  |  | 182 | 558 | Yes
4820454 | Active | Systems | KEEPRITE 15 R410A HP | KEEPRITE | CXH524GKA* |  | ENH4X24*17** | *9MV*1202422A** | 23400 | 12.5 | 15.2 | 24000 | 8.5 | 14400 | 1 | HRCU-A-CB |  |  | 182 | 558 | Yes
3977379 | Active | Systems | KEEPRITE 15 R410A HP | KEEPRITE | CXH524GKA* |  | ENH4X24*17** | NOMV106D12* | 23400 | 12.5 | 15 | 24000 | 8.5 | 14400 | 1 | HRCU-A-CB |  |  | 185 | 558 | Yes
3977362 | Active | Systems | KEEPRITE 15 R410A HP | KEEPRITE | CXH524GKA* |  | ENH4X30*17** | *8MV*0701412** | 23400 | 12.5 | 15.5 | 24000 | 8.5 | 14400 | 1 | HRCU-A-CB |  |  | 179 | 558 | Yes
3977363 | Active | Systems | KEEPRITE 15 R410A HP | KEEPRITE | CXH524GKA* |  | ENH4X30*17** | *8MV*0901716** | 23400 | 12.5 | 15.5 | 24000 | 8.5 | 14400 | 1 | HRCU-A-CB |  |  | 179 | 558 | Yes
3977364 | Active | Systems | KEEPRITE 15 R410A HP | KEEPRITE | CXH524GKA* |  | ENH4X30*17** | *8MV*1102120** | 23400 | 12.5 | 15.5 | 24000 | 8.5 | 14400 | 1 | HRCU-A-CB |  |  | 179 | 558 | Yes
3977365 | Active | Systems | KEEPRITE 15 R410A HP | KEEPRITE | CXH524GKA* |  | ENH4X30*17** | *8MV*1352422** | 23400 | 12.5 | 15.5 | 24000 | 8.5 | 14400 | 1 | HRCU-A-CB |  |  | 179 | 558 | Yes
3977366 | Active | Systems | KEEPRITE 15 R410A HP | KEEPRITE | CXH524GKA* |  | ENH4X30*17** | *8MX*0451408** | 23400 | 12.5 | 15.25 | 24000 | 8.5 | 14600 | 1 | HRCU-A-CB |  |  | 182 | 558 | Yes
4820457 | Active | Systems | KEEPRITE 15 R410A HP | KEEPRITE | CXH524GKA* |  | ENH4X30*17** | *9MA*0601714A** | 23600 | 12.5 | 15.2 | 24000 | 8.5 | 14500 | 1 | HRCU-A-CB |  |  | 184 | 558 | Yes
4820458 | Active | Systems | KEEPRITE 15 R410A HP | KEEPRITE | CXH524GKA* |  | ENH4X30*17** | *9MA*0801714A** | 23600 | 12.6 | 15.5 | 24000 | 8.5 | 14400 | 1 | HRCU-A-CB |  |  | 180 | 558 | Yes
4820460 | Active | Systems | KEEPRITE 15 R410A HP | KEEPRITE | CXH524GKA* |  | ENH4X30*17** | *9MA*1202422A** | 23800 | 12.7 | 15.5 | 24000 | 8.5 | 14500 | 1 | HRCU-A-CB |  |  | 182 | 558 | Yes
4820462 | Active | Systems | KEEPRITE 15 R410A HP | KEEPRITE | CXH524GKA* |  | ENH4X30*17** | *9MV*0601714A** | 23800 | 12.55 | 15.5 | 24000 | 8.5 | 14500 | 1 | HRCU-A-CB |  |  | 182 | 558 | Yes
4820463 | Active | Systems | KEEPRITE 15 R410A HP | KEEPRITE | CXH524GKA* |  | ENH4X30*17** | *9MV*0801716A** | 24000 | 12.7 | 15.5 | 24000 | 8.5 | 14500 | 1 | HRCU-A-CB |  |  | 183 | 558 | Yes
4820465 | Active | Systems | KEEPRITE 15 R410A HP | KEEPRITE | CXH524GKA* |  | ENH4X30*17** | *9MV*1202422A** | 24000 | 12.7 | 15.5 | 24000 | 8.5 | 14500 | 1 | HRCU-A-CB |  |  | 183 | 558 | Yes
4820467 | Active | Systems | KEEPRITE 15 R410A HP | KEEPRITE | CXH524GKA* |  | ENH4X30*17** | *9MX*0601714A** | 23800 | 12.65 | 15.5 | 24000 | 8.5 | 14500 | 1 | HRCU-A-CB |  |  | 182 | 558 | Yes
5417727 | Active | Systems | KEEPRITE 15 R410A HP | KEEPRITE | CXH524GKA* |  | ENH4X30*17** | MV08**14C* | 23800 | 12.5 | 15.5 | 24000 | 8.5 | 14400 | 1 | HRCU-A-CB |  |  | 182 | 558 | Yes
5417728 | Active | Systems | KEEPRITE 15 R410A HP | KEEPRITE | CXH524GKA* |  | ENH4X30*17** | MV12**17C* | 24000 | 12.7 | 15.5 | 24000 | 8.5 | 14400 | 1 | HRCU-A-CB |  |  | 183 | 558 | Yes
3977380 | Active | Systems | KEEPRITE 15 R410A HP | KEEPRITE | CXH524GKA* |  | ENH4X30*17** | NOMV106D12* | 23600 | 12.5 | 15 | 24000 | 8.5 | 14300 | 1 | HRCU-A-CB |  |  | 186 | 558 | Yes
5685992 | Active | Systems | KEEPRITE 15 R410A HP | KEEPRITE | CXH524GKA* |  | ENH4X30*17** | OLV098A12* | 24000 | 12.5 | 15 | 24000 | 8.5 | 14500 | 1 | HRCU-A-CB |  |  | 189 | 558 | Yes
3861469 | Discontinued | Systems | KEEPRITE 15 R410A HP | KEEPRITE | CXH524GKA* |  | ENH4X30*17** | OMV098J12* | 23600 | 12.5 | 15 | 24000 | 8.5 | 14600 | 1 | HRCU-A-CB |  |  | 186 | 558 | Yes
5417729 | Active | Systems | KEEPRITE 15 R410A HP | KEEPRITE | CXH524GKA* |  | ENH4X36*17** | MV08**14C* | 23800 | 12.5 | 15.5 | 24000 | 8.5 | 14400 | 1 | HRCU-A-CB |  |  | 182 | 558 | Yes
5417730 | Active | Systems | KEEPRITE 15 R410A HP | KEEPRITE | CXH524GKA* |  | ENH4X36*17** | MV12**17C* | 24000 | 12.7 | 15.5 | 24000 | 8.5 | 14400 | 1 | HRCU-A-CB |  |  | 183 | 558 | Yes
3692854 | Active | Systems | KEEPRITE 15 R410A HP | KEEPRITE | CXH524GKA* |  | FEM4P30**A*+TXV |  | 24000 | 12.5 | 15 | 24000 | 8.5 | 14700 | 1 | HRCU-A-CB |  |  | 189 | 558 | Yes
3650103 | Active | Systems | KEEPRITE 15 R410A HP | KEEPRITE | CXH524GKA* |  | FVM4X24**** |  | 24000 | 12.5 | 15 | 24000 | 8.5 | 14400 | 1 | HRCU-A-CB |  |  | 189 | 558 | Yes
4359157 | Active | Systems | KEEPRITE 15 R410A HP | KEEPRITE | CXH524GKA* |  | FVM4X36**** |  | 24000 | 12.5 | 16 | 24000 | 9 | 14400 | 1 | HRCU-A-CB |  |  | 178 | 527 | Yes
3650200 | Active | Systems | KEEPRITE 15 R410A HP | KEEPRITE | CXH524GKA* |  | FXM4X24**A* |  | 24000 | 12.5 | 15.25 | 24000 | 8.5 | 14700 | 1 | HRCU-A-CB | Yes |  | 186 | 558 | Yes
3650213 | Active | Systems | KEEPRITE 15 R410A HP | KEEPRITE | CXH524GKA* |  | FXM4X30**A* |  | 24000 | 12.5 | 15 | 24000 | 8.5 | 14500 | 1 | HRCU-A-CB |  |  | 189 | 558 | Yes
5160581 | Active | Systems | KEEPRITE 15 R410A HP | KEEPRITE | CXH530GKA* |  | EA*4X36*21A* | *9MV*0802120A** | 28200 | 12.5 | 15 | 27800 | 8.5 | 16800 | 1 | HRCU-A-CB |  |  | 223 | 669 | Yes
5417917 | Active | Systems | KEEPRITE 15 R410A HP | KEEPRITE | CXH530GKA* |  | EA*4X36*21A* | MV12**17C* | 28200 | 12.5 | 15 | 27800 | 8.5 | 16700 | 1 | HRCU-A-CB |  |  | 223 | 669 | Yes
5417918 | Active | Systems | KEEPRITE 15 R410A HP | KEEPRITE | CXH530GKA* |  | EA*4X42*21A* | MV12**17C* | 28400 | 12.7 | 15.2 | 27800 | 8.5 | 16700 | 1 | HRCU-A-CB |  |  | 221 | 669 | Yes
3977723 | Discontinued | Systems | KEEPRITE 15 R410A HP | KEEPRITE | CXH530GKA* |  | ED*4X36F** | *8MV*0901716** | 28000 | 12.5 | 15.25 | 27600 | 8.5 | 16600 | 1 | HRCU-A-CB |  |  | 217 | 669 | Yes
3977725 | Discontinued | Systems | KEEPRITE 15 R410A HP | KEEPRITE | CXH530GKA* |  | ED*4X36J** | *8MV*1102120** | 28000 | 12.5 | 15 | 27800 | 8.5 | 16700 | 1 | HRCU-A-CB |  |  | 221 | 669 | Yes
3977726 | Discontinued | Systems | KEEPRITE 15 R410A HP | KEEPRITE | CXH530GKA* |  | ED*4X36J** | *8MX*0902116** | 28200 | 12.5 | 15 | 28000 | 8.5 | 16900 | 1 | HRCU-A-CB |  |  | 223 | 669 | Yes
4104203 | Discontinued | Systems | KEEPRITE 15 R410A HP | KEEPRITE | CXH530GKA* |  | ED*4X36J** | OLV112A16A | 28400 | 12.5 | 15 | 28000 | 8.5 | 16900 | 1 | HRCU-A-CB |  |  | 224 | 669 | Yes
4821283 | Active | Systems | KEEPRITE 15 R410A HP | KEEPRITE | CXH530GKA* |  | EHD4X30A** | *9MA*1202422A** | 28200 | 12.5 | 15 | 28000 | 8.5 | 16900 | 1 | HRCU-A-CB |  |  | 223 | 669 | Yes
4821287 | Active | Systems | KEEPRITE 15 R410A HP | KEEPRITE | CXH530GKA* |  | EHD4X30A** | *9MV*1202422A** | 28000 | 12.5 | 15 | 28000 | 8.5 | 16800 | 1 | HRCU-A-CB |  |  | 221 | 669 | Yes
3977759 | Active | Systems | KEEPRITE 15 R410A HP | KEEPRITE | CXH530GKA* |  | EHD4X36A** | *8MV*0901716** | 28000 | 12.5 | 15.25 | 27800 | 8.5 | 16800 | 1 | HRCU-A-CB |  |  | 217 | 669 | Yes
3977760 | Active | Systems | KEEPRITE 15 R410A HP | KEEPRITE | CXH530GKA* |  | EHD4X36A** | *8MV*1102120** | 28000 | 12.5 | 15 | 28000 | 8.5 | 16800 | 1 | HRCU-A-CB |  |  | 221 | 669 | Yes
3977763 | Active | Systems | KEEPRITE 15 R410A HP | KEEPRITE | CXH530GKA* |  | EHD4X36A** | *8MX*0902116** | 28200 | 12.5 | 15 | 28200 | 8.5 | 17000 | 1 | HRCU-A-CB |  |  | 223 | 669 | Yes
4821291 | Active | Systems | KEEPRITE 15 R410A HP | KEEPRITE | CXH530GKA* |  | EHD4X36A** | *9MA*0801714A** | 28600 | 12.5 | 15 | 28200 | 8.5 | 16900 | 1 | HRCU-A-CB |  |  | 226 | 669 | Yes
5160592 | Active | Systems | KEEPRITE 15 R410A HP | KEEPRITE | CXH530GKA* |  | EHD4X36A** | *9MA*0802120A** | 28600 | 12.5 | 15 | 28000 | 8.5 | 16900 | 1 | HRCU-A-CB |  |  | 226 | 669 | Yes
4821293 | Active | Systems | KEEPRITE 15 R410A HP | KEEPRITE | CXH530GKA* |  | EHD4X36A** | *9MA*1202422A** | 28800 | 12.5 | 15.2 | 28000 | 8.5 | 16900 | 1 | HRCU-A-CB |  |  | 224 | 669 | Yes
4821295 | Active | Systems | KEEPRITE 15 R410A HP | KEEPRITE | CXH530GKA* |  | EHD4X36A** | *9MV*0801716A** | 28600 | 12.5 | 15.2 | 28200 | 8.5 | 16900 | 1 | HRCU-A-CB |  |  | 223 | 669 | Yes
5160593 | Active | Systems | KEEPRITE 15 R410A HP | KEEPRITE | CXH530GKA* |  | EHD4X36A** | *9MV*0802120A** | 28600 | 12.5 | 15 | 28000 | 8.5 | 16800 | 1 | HRCU-A-CB |  |  | 226 | 669 | Yes
5160594 | Active | Systems | KEEPRITE 15 R410A HP | KEEPRITE | CXH530GKA* |  | EHD4X36A** | *9MV*1002120A** | 28400 | 12.5 | 15 | 27800 | 8.5 | 16700 | 1 | HRCU-A-CB |  |  | 224 | 669 | Yes
4821297 | Active | Systems | KEEPRITE 15 R410A HP | KEEPRITE | CXH530GKA* |  | EHD4X36A** | *9MV*1202422A** | 28800 | 12.5 | 15.2 | 28000 | 8.5 | 16900 | 1 | HRCU-A-CB |  |  | 224 | 669 | Yes
4821298 | Active | Systems | KEEPRITE 15 R410A HP | KEEPRITE | CXH530GKA* |  | EHD4X36A** | *9MX*0601714A** | 28800 | 12.5 | 15 | 28400 | 8.5 | 17100 | 1 | HRCU-A-CB |  |  | 227 | 669 | Yes
4821299 | Active | Systems | KEEPRITE 15 R410A HP | KEEPRITE | CXH530GKA* |  | EHD4X36A** | *9MX*0801716A** | 29000 | 12.5 | 15 | 28400 | 8.5 | 17200 | 1 | HRCU-A-CB |  |  | 229 | 669 | Yes
5417935 | Active | Systems | KEEPRITE 15 R410A HP | KEEPRITE | CXH530GKA* |  | EHD4X36A** | MV08**14C* | 28400 | 12.7 | 15.2 | 27800 | 8.5 | 16700 | 1 | HRCU-A-CB |  |  | 221 | 669 | Yes
5417936 | Active | Systems | KEEPRITE 15 R410A HP | KEEPRITE | CXH530GKA* |  | EHD4X36A** | MV12**17C* | 28800 | 12.7 | 15.2 | 28000 | 8.5 | 16800 | 1 | HRCU-A-CB |  |  | 224 | 669 | Yes
5686144 | Active | Systems | KEEPRITE 15 R410A HP | KEEPRITE | CXH530GKA* |  | EHD4X36A** | OLV098A12* | 28600 | 12.5 | 15 | 28200 | 8.5 | 17000 | 1 | HRCU-A-CB |  |  | 226 | 669 | Yes
4104259 | Active | Systems | KEEPRITE 15 R410A HP | KEEPRITE | CXH530GKA* |  | EHD4X36A** | OLV112A16A | 28800 | 12.5 | 15 | 28200 | 8.5 | 17100 | 1 | HRCU-A-CB |  |  | 227 | 669 | Yes
4104252 | Active | Systems | KEEPRITE 15 R410A HP | KEEPRITE | CXH530GKA* |  | EHD4X36A** | OMV112K14A | 28800 | 12.5 | 15 | 28000 | 8.5 | 16900 | 1 | HRCU-A-CB |  |  | 227 | 669 | Yes
5417937 | Active | Systems | KEEPRITE 15 R410A HP | KEEPRITE | CXH530GKA* |  | EHD4X42A** | MV08**14C* | 28600 | 12.7 | 15.2 | 27800 | 8.5 | 16700 | 1 | HRCU-A-CB |  |  | 223 | 669 | Yes
5417938 | Active | Systems | KEEPRITE 15 R410A HP | KEEPRITE | CXH530GKA* |  | EHD4X42A** | MV12**17C* | 28800 | 12.7 | 15.2 | 28000 | 8.5 | 16800 | 1 | HRCU-A-CB |  |  | 224 | 669 | Yes
3977736 | Active | Systems | KEEPRITE 15 R410A HP | KEEPRITE | CXH530GKA* |  | EN(A,D)4X36*21** | *8MV*1102120** | 28000 | 12.5 | 15 | 27800 | 8.5 | 16700 | 1 | HRCU-A-CB |  |  | 221 | 669 | Yes
3977737 | Active | Systems | KEEPRITE 15 R410A HP | KEEPRITE | CXH530GKA* |  | EN(A,D)4X36*21** | *8MX*0902116** | 28200 | 12.5 | 15 | 28000 | 8.5 | 16900 | 1 | HRCU-A-CB |  |  | 223 | 669 | Yes
3977733 | Active | Systems | KEEPRITE 15 R410A HP | KEEPRITE | CXH530GKA* |  | EN(A,D,W)4X36*17** | *8MV*0901716** | 28000 | 12.5 | 15.25 | 27600 | 8.5 | 16700 | 1 | HRCU-A-CB |  |  | 217 | 669 | Yes
5417927 | Active | Systems | KEEPRITE 15 R410A HP | KEEPRITE | CXH530GKA* |  | EN(A,D,W)4X42*21** | MV12**17C* | 28400 | 12.5 | 15 | 27800 | 8.5 | 16800 | 1 | HRCU-A-CB |  |  | 224 | 669 | Yes
5417925 | Active | Systems | KEEPRITE 15 R410A HP | KEEPRITE | CXH530GKA* |  | END4X42*17** | MV08**14C* | 28400 | 12.7 | 15.2 | 27800 | 8.5 | 16700 | 1 | HRCU-A-CB |  |  | 221 | 669 | Yes
5417926 | Active | Systems | KEEPRITE 15 R410A HP | KEEPRITE | CXH530GKA* |  | END4X42*17** | MV12**17C* | 28600 | 12.7 | 15.2 | 28000 | 8.5 | 16800 | 1 | HRCU-A-CB |  |  | 223 | 669 | Yes
3977747 | Active | Systems | KEEPRITE 15 R410A HP | KEEPRITE | CXH530GKA* |  | ENH4X36*17** | *8MV*0901716** | 28000 | 12.5 | 15.25 | 27600 | 8.5 | 16700 | 1 | HRCU-A-CB |  |  | 217 | 669 | Yes
3977748 | Active | Systems | KEEPRITE 15 R410A HP | KEEPRITE | CXH530GKA* |  | ENH4X36*17** | *8MV*1102120** | 28000 | 12.5 | 15 | 27800 | 8.5 | 16700 | 1 | HRCU-A-CB |  |  | 221 | 669 | Yes
3977751 | Active | Systems | KEEPRITE 15 R410A HP | KEEPRITE | CXH530GKA* |  | ENH4X36*17** | *8MX*0902116** | 28200 | 12.5 | 15 | 28000 | 8.5 | 16900 | 1 | HRCU-A-CB |  |  | 223 | 669 | Yes
5417932 | Active | Systems | KEEPRITE 15 R410A HP | KEEPRITE | CXH530GKA* |  | ENH4X42*21** | MV12**17C* | 28400 | 12.5 | 15 | 27800 | 8.5 | 16800 | 1 | HRCU-A-CB |  |  | 224 | 669 | Yes
3650104 | Active | Systems | KEEPRITE 15 R410A HP | KEEPRITE | CXH530GKA* |  | FVM4X24**** |  | 28200 | 12.5 | 15 | 27800 | 8.5 | 16800 | 1 | HRCU-A-CB |  |  | 223 | 669 | Yes
3650126 | Active | Systems | KEEPRITE 15 R410A HP | KEEPRITE | CXH530GKA* |  | FVM4X36**** |  | 28400 | 12.5 | 15.5 | 27800 | 8.5 | 16600 | 1 | HRCU-A-CB |  |  | 217 | 669 | Yes
3650151 | Active | Systems | KEEPRITE 15 R410A HP | KEEPRITE | CXH530GKA* |  | FVM4X48**** |  | 29000 | 12.5 | 15.5 | 27600 | 8.7 | 16800 | 1 | HRCU-A-CB |  |  | 222 | 654 | Yes
3650214 | Active | Systems | KEEPRITE 15 R410A HP | KEEPRITE | CXH530GKA* |  | FXM4X30**A* |  | 28800 | 12.5 | 15.25 | 28200 | 8.5 | 17000 | 1 | HRCU-A-CB | Yes |  | 224 | 669 | Yes
3650227 | Active | Systems | KEEPRITE 15 R410A HP | KEEPRITE | CXH530GKA* |  | FXM4X36**A* |  | 28800 | 12.5 | 15.5 | 27800 | 8.5 | 16700 | 1 | HRCU-A-CB |  |  | 220 | 669 | Yes
5418218 | Active | Systems | KEEPRITE 15 R410A HP | KEEPRITE | CXH536GKA* |  | EHD4X48A** | MV16**21C* | 34800 | 12.5 | 15 | 34400 | 8.5 | 21200 | 1 | HRCU-A-CB |  |  | 275 | 781 | Yes
5418219 | Active | Systems | KEEPRITE 15 R410A HP | KEEPRITE | CXH536GKA* |  | EHD4X48A** | MV20**24C* | 34600 | 12.5 | 15 | 34200 | 8.5 | 21200 | 1 | HRCU-A-CB |  |  | 273 | 781 | Yes
5418200 | Active | Systems | KEEPRITE 15 R410A HP | KEEPRITE | CXH536GKA* |  | EN(A,D)4X48*24** | MV16**21C* | 34600 | 12.5 | 15 | 34200 | 8.5 | 21200 | 1 | HRCU-A-CB |  |  | 273 | 781 | Yes
5418201 | Active | Systems | KEEPRITE 15 R410A HP | KEEPRITE | CXH536GKA* |  | EN(A,D)4X48*24** | MV20**24C* | 34400 | 12.5 | 15 | 34200 | 8.5 | 21000 | 1 | HRCU-A-CB |  |  | 272 | 781 | Yes
5418199 | Active | Systems | KEEPRITE 15 R410A HP | KEEPRITE | CXH536GKA* |  | EN(A,D,W)4X48*21** | MV16**21C* | 34600 | 12.5 | 15 | 34200 | 8.5 | 21200 | 1 | HRCU-A-CB |  |  | 273 | 781 | Yes
5418207 | Active | Systems | KEEPRITE 15 R410A HP | KEEPRITE | CXH536GKA* |  | ENH4X48*21** | MV16**21C* | 34600 | 12.5 | 15 | 34200 | 8.5 | 21200 | 1 | HRCU-A-CB |  |  | 273 | 781 | Yes
3650127 | Active | Systems | KEEPRITE 15 R410A HP | KEEPRITE | CXH536GKA* |  | FVM4X36**** |  | 33800 | 12.5 | 15 | 33800 | 8.5 | 20800 | 1 | HRCU-A-CB |  |  | 267 | 781 | Yes
3650152 | Active | Systems | KEEPRITE 15 R410A HP | KEEPRITE | CXH536GKA* |  | FVM4X48**** |  | 35000 | 12.5 | 15 | 34400 | 8.6 | 21200 | 1 | HRCU-A-CB |  |  | 276 | 772 | Yes
3650175 | Active | Systems | KEEPRITE 15 R410A HP | KEEPRITE | CXH536GKA* |  | FVM4X60**** |  | 35400 | 12.5 | 15.5 | 34000 | 8.8 | 21200 | 1 | HRCU-A-CB |  |  | 270 | 754 | Yes
3650228 | Active | Systems | KEEPRITE 15 R410A HP | KEEPRITE | CXH536GKA* |  | FXM4X36**A* |  | 34800 | 12.5 | 15 | 34600 | 8.5 | 21400 | 1 | HRCU-A-CB | Yes |  | 275 | 781 | Yes
5294125 | Active | Systems | KEEPRITE 15 R410A HP | KEEPRITE | CXH537GKA* |  | EA*4X42*21A* | *8MX*1102120** | 35000 | 12.7 | 15.2 | 35000 | 8.5 | 21000 | 1 | HRCU-A-CB |  |  | 273 | 781 | Yes
5418499 | Active | Systems | KEEPRITE 15 R410A HP | KEEPRITE | CXH537GKA* |  | EA*4X48*17A* | MV08**14C* | 35400 | 12.7 | 15.2 | 35000 | 8.5 | 21200 | 1 | HRCU-A-CB |  |  | 276 | 781 | Yes
5418500 | Active | Systems | KEEPRITE 15 R410A HP | KEEPRITE | CXH537GKA* |  | EA*4X48*17A* | MV12**17C* | 35600 | 13 | 15.5 | 35200 | 8.5 | 21200 | 1 | HRCU-A-CB |  |  | 272 | 781 | Yes
5418501 | Active | Systems | KEEPRITE 15 R410A HP | KEEPRITE | CXH537GKA* |  | EA*4X48*21A* | MV12**17C* | 35400 | 13 | 15.5 | 35000 | 8.5 | 21000 | 1 | HRCU-A-CB |  |  | 270 | 781 | Yes
5418502 | Active | Systems | KEEPRITE 15 R410A HP | KEEPRITE | CXH537GKA* |  | EA*4X48*21A* | MV16**21C* | 35400 | 13 | 15.5 | 35000 | 8.5 | 21000 | 1 | HRCU-A-CB |  |  | 270 | 781 | Yes
5418503 | Active | Systems | KEEPRITE 15 R410A HP | KEEPRITE | CXH537GKA* |  | EA*4X48*24A* | MV16**21C* | 35400 | 13 | 15.5 | 35000 | 8.5 | 21000 | 1 | HRCU-A-CB |  |  | 270 | 781 | Yes
5418504 | Active | Systems | KEEPRITE 15 R410A HP | KEEPRITE | CXH537GKA* |  | EA*4X48*24A* | MV20**24C* | 35200 | 13 | 15.5 | 34800 | 8.5 | 20800 | 1 | HRCU-A-CB |  |  | 269 | 781 | Yes
4104969 | Discontinued | Systems | KEEPRITE 15 R410A HP | KEEPRITE | CXH537GKA* |  | ED*4X42F** | OLV112A16A | 34600 | 12.5 | 15 | 35200 | 8.5 | 21400 | 1 | HRCU-A-CB |  |  | 273 | 781 | Yes
4104976 | Discontinued | Systems | KEEPRITE 15 R410A HP | KEEPRITE | CXH537GKA* |  | ED*4X42J** | OLV112A16A | 34800 | 12.5 | 15 | 35000 | 8.5 | 21200 | 1 | HRCU-A-CB |  |  | 275 | 781 | Yes
4104983 | Discontinued | Systems | KEEPRITE 15 R410A HP | KEEPRITE | CXH537GKA* |  | ED*4X42L** | OLV112A16A | 34800 | 12.5 | 15 | 35000 | 8.5 | 21200 | 1 | HRCU-A-CB |  |  | 275 | 781 | Yes
4104990 | Discontinued | Systems | KEEPRITE 15 R410A HP | KEEPRITE | CXH537GKA* |  | ED*4X42L** | OLV154F20A | 35600 | 12.5 | 15 | 35400 | 8.5 | 21400 | 1 | HRCU-A-CB |  |  | 281 | 781 | Yes
3976340 | Active | Systems | KEEPRITE 15 R410A HP | KEEPRITE | CXH537GKA* |  | EHD4X36A** | *8MV*0901716** | 34800 | 12.5 | 15 | 34800 | 8.5 | 21000 | 1 | HRCU-A-CB |  |  | 275 | 781 | Yes
3976341 | Active | Systems | KEEPRITE 15 R410A HP | KEEPRITE | CXH537GKA* |  | EHD4X36A** | *8MV*1102120** | 35000 | 12.5 | 15 | 35000 | 8.5 | 21000 | 1 | HRCU-A-CB |  |  | 276 | 781 | Yes
3976342 | Active | Systems | KEEPRITE 15 R410A HP | KEEPRITE | CXH537GKA* |  | EHD4X36A** | *8MV*1352422** | 35000 | 12.5 | 15 | 34800 | 8.5 | 21000 | 1 | HRCU-A-CB |  |  | 276 | 781 | Yes
3976345 | Active | Systems | KEEPRITE 15 R410A HP | KEEPRITE | CXH537GKA* |  | EHD4X36A** | *8MX*0902116** | 35200 | 12.5 | 15 | 35000 | 8.5 | 21000 | 1 | HRCU-A-CB |  |  | 278 | 781 | Yes
3976346 | Active | Systems | KEEPRITE 15 R410A HP | KEEPRITE | CXH537GKA* |  | EHD4X36A** | *8MX*1102120** | 35200 | 13 | 15 | 35200 | 8.5 | 21200 | 1 | HRCU-A-CB |  |  | 278 | 781 | Yes
4823203 | Active | Systems | KEEPRITE 15 R410A HP | KEEPRITE | CXH537GKA* |  | EHD4X36A** | *9MV*0801716A** | 35000 | 12.5 | 15.2 | 35200 | 8.5 | 21200 | 1 | HRCU-A-CB |  |  | 273 | 781 | Yes
5418524 | Active | Systems | KEEPRITE 15 R410A HP | KEEPRITE | CXH537GKA* |  | EHD4X36A** | MV12**17C* | 35400 | 12.7 | 15.5 | 35000 | 8.5 | 21000 | 1 | HRCU-A-CB |  |  | 270 | 781 | Yes
5418525 | Active | Systems | KEEPRITE 15 R410A HP | KEEPRITE | CXH537GKA* |  | EHD4X36A** | MV16**21C* | 35400 | 13 | 15.5 | 35000 | 8.5 | 21000 | 1 | HRCU-A-CB |  |  | 270 | 781 | Yes
5418526 | Active | Systems | KEEPRITE 15 R410A HP | KEEPRITE | CXH537GKA* |  | EHD4X36A** | MV20**24C* | 35200 | 13 | 15.5 | 34800 | 8.5 | 21000 | 1 | HRCU-A-CB |  |  | 269 | 781 | Yes
4105256 | Active | Systems | KEEPRITE 15 R410A HP | KEEPRITE | CXH537GKA* |  | EHD4X36A** | OLV112A16A | 35200 | 12.5 | 15 | 35400 | 8.5 | 21400 | 1 | HRCU-A-CB |  |  | 278 | 781 | Yes
4105263 | Active | Systems | KEEPRITE 15 R410A HP | KEEPRITE | CXH537GKA* |  | EHD4X36A** | OLV154F20A | 36000 | 12.5 | 15 | 35800 | 8.5 | 21600 | 1 | HRCU-A-CB |  |  | 284 | 781 | Yes
4105249 | Active | Systems | KEEPRITE 15 R410A HP | KEEPRITE | CXH537GKA* |  | EHD4X36A** | OMV112K14A | 35000 | 12.5 | 15 | 35000 | 8.5 | 21200 | 1 | HRCU-A-CB |  |  | 276 | 781 | Yes
3976347 | Active | Systems | KEEPRITE 15 R410A HP | KEEPRITE | CXH537GKA* |  | EHD4X42A** | *8MV*0701412** | 35000 | 12.5 | 15 | 35000 | 8.5 | 21200 | 1 | HRCU-A-CB |  |  | 276 | 781 | Yes
3976348 | Active | Systems | KEEPRITE 15 R410A HP | KEEPRITE | CXH537GKA* |  | EHD4X42A** | *8MV*0901716** | 35000 | 13 | 15 | 35000 | 8.5 | 21000 | 1 | HRCU-A-CB |  |  | 276 | 781 | Yes
3976349 | Active | Systems | KEEPRITE 15 R410A HP | KEEPRITE | CXH537GKA* |  | EHD4X42A** | *8MV*1102120** | 35200 | 13 | 15 | 35000 | 8.5 | 21000 | 1 | HRCU-A-CB |  |  | 278 | 781 | Yes
3976350 | Active | Systems | KEEPRITE 15 R410A HP | KEEPRITE | CXH537GKA* |  | EHD4X42A** | *8MV*1352422** | 35200 | 13 | 15 | 35000 | 8.5 | 21000 | 1 | HRCU-A-CB |  |  | 278 | 781 | Yes
3976352 | Active | Systems | KEEPRITE 15 R410A HP | KEEPRITE | CXH537GKA* |  | EHD4X42A** | *8MX*0701716** | 35200 | 12.5 | 15 | 35400 | 8.5 | 21400 | 1 | HRCU-A-CB |  |  | 278 | 781 | Yes
3976353 | Active | Systems | KEEPRITE 15 R410A HP | KEEPRITE | CXH537GKA* |  | EHD4X42A** | *8MX*0902116** | 35400 | 13 | 15 | 35200 | 8.5 | 21200 | 1 | HRCU-A-CB |  |  | 279 | 781 | Yes
3976354 | Active | Systems | KEEPRITE 15 R410A HP | KEEPRITE | CXH537GKA* |  | EHD4X42A** | *8MX*1102120** | 35600 | 13 | 15 | 35200 | 8.5 | 21200 | 1 | HRCU-A-CB |  |  | 281 | 781 | Yes
5161044 | Active | Systems | KEEPRITE 15 R410A HP | KEEPRITE | CXH537GKA* |  | EHD4X42A** | *9MA*1002122A** | 35200 | 13 | 15.5 | 34800 | 8.5 | 21000 | 1 | HRCU-A-CB |  |  | 269 | 781 | Yes
4823211 | Active | Systems | KEEPRITE 15 R410A HP | KEEPRITE | CXH537GKA* |  | EHD4X42A** | *9MA*1202422A** | 35200 | 12.7 | 15.5 | 34800 | 8.5 | 20800 | 1 | HRCU-A-CB |  |  | 269 | 781 | Yes
5161045 | Active | Systems | KEEPRITE 15 R410A HP | KEEPRITE | CXH537GKA* |  | EHD4X42A** | *9MV*0802120A** | 35200 | 12.7 | 15.5 | 35000 | 8.5 | 21000 | 1 | HRCU-A-CB |  |  | 269 | 781 | Yes
5161046 | Active | Systems | KEEPRITE 15 R410A HP | KEEPRITE | CXH537GKA* |  | EHD4X42A** | *9MV*1002120A** | 35200 | 12.7 | 15.5 | 34800 | 8.5 | 21000 | 1 | HRCU-A-CB |  |  | 269 | 781 | Yes
4823215 | Active | Systems | KEEPRITE 15 R410A HP | KEEPRITE | CXH537GKA* |  | EHD4X42A** | *9MV*1202422A** | 35400 | 12.7 | 15.5 | 35000 | 8.5 | 21000 | 1 | HRCU-A-CB |  |  | 270 | 781 | Yes
4823216 | Active | Systems | KEEPRITE 15 R410A HP | KEEPRITE | CXH537GKA* |  | EHD4X42A** | *9MX*0601714A** | 35200 | 12.5 | 15.2 | 35400 | 8.5 | 21400 | 1 | HRCU-A-CB |  |  | 274 | 781 | Yes
5418527 | Active | Systems | KEEPRITE 15 R410A HP | KEEPRITE | CXH537GKA* |  | EHD4X42A** | MV08**14C* | 35200 | 12.7 | 15.2 | 35000 | 8.5 | 21000 | 1 | HRCU-A-CB |  |  | 274 | 781 | Yes
5418528 | Active | Systems | KEEPRITE 15 R410A HP | KEEPRITE | CXH537GKA* |  | EHD4X42A** | MV12**17C* | 35600 | 13 | 15.5 | 35000 | 8.5 | 21200 | 1 | HRCU-A-CB |  |  | 272 | 781 | Yes
5418529 | Active | Systems | KEEPRITE 15 R410A HP | KEEPRITE | CXH537GKA* |  | EHD4X42A** | MV16**21C* | 35600 | 13 | 15.5 | 35000 | 8.5 | 21000 | 1 | HRCU-A-CB |  |  | 272 | 781 | Yes
5418530 | Active | Systems | KEEPRITE 15 R410A HP | KEEPRITE | CXH537GKA* |  | EHD4X42A** | MV20**24C* | 35400 | 13 | 15.5 | 34800 | 8.5 | 21000 | 1 | HRCU-A-CB |  |  | 270 | 781 | Yes
5686415 | Active | Systems | KEEPRITE 15 R410A HP | KEEPRITE | CXH537GKA* |  | EHD4X42A** | OLV098A12* | 35000 | 12.5 | 15 | 35200 | 8.5 | 21400 | 1 | HRCU-A-CB |  |  | 276 | 781 | Yes
4105291 | Active | Systems | KEEPRITE 15 R410A HP | KEEPRITE | CXH537GKA* |  | EHD4X42A** | OLV112A16A | 35400 | 12.5 | 15 | 35400 | 8.5 | 21400 | 1 | HRCU-A-CB |  |  | 279 | 781 | Yes
4105298 | Active | Systems | KEEPRITE 15 R410A HP | KEEPRITE | CXH537GKA* |  | EHD4X42A** | OLV154F20A | 36000 | 12.5 | 15 | 35800 | 8.5 | 21800 | 1 | HRCU-A-CB |  |  | 284 | 781 | Yes
5686414 | Active | Systems | KEEPRITE 15 R410A HP | KEEPRITE | CXH537GKA* |  | EHD4X42A** | OMV098J12* | 35200 | 12.5 | 15 | 35400 | 8.5 | 21400 | 1 | HRCU-A-CB |  |  | 278 | 781 | Yes
4105284 | Active | Systems | KEEPRITE 15 R410A HP | KEEPRITE | CXH537GKA* |  | EHD4X42A** | OMV112K14A | 35200 | 12.5 | 15 | 35200 | 8.5 | 21200 | 1 | HRCU-A-CB |  |  | 278 | 781 | Yes
5418531 | Active | Systems | KEEPRITE 15 R410A HP | KEEPRITE | CXH537GKA* |  | EHD4X48A** | MV08**14C* | 35400 | 12.7 | 15.5 | 35000 | 8.5 | 21000 | 1 | HRCU-A-CB |  |  | 270 | 781 | Yes
5418532 | Active | Systems | KEEPRITE 15 R410A HP | KEEPRITE | CXH537GKA* |  | EHD4X48A** | MV12**17C* | 35800 | 13 | 15.5 | 35200 | 8.5 | 21200 | 1 | HRCU-A-CB |  |  | 273 | 781 | Yes
5418533 | Active | Systems | KEEPRITE 15 R410A HP | KEEPRITE | CXH537GKA* |  | EHD4X48A** | MV16**21C* | 35800 | 13 | 15.5 | 35000 | 8.5 | 21000 | 1 | HRCU-A-CB |  |  | 273 | 781 | Yes
5418534 | Active | Systems | KEEPRITE 15 R410A HP | KEEPRITE | CXH537GKA* |  | EHD4X48A** | MV20**24C* | 35600 | 13.2 | 15.5 | 35000 | 8.5 | 21000 | 1 | HRCU-A-CB |  |  | 272 | 781 | Yes
5418515 | Active | Systems | KEEPRITE 15 R410A HP | KEEPRITE | CXH537GKA* |  | EN(A,D)4X48*24** | MV16**21C* | 35400 | 13 | 15.5 | 35000 | 8.5 | 21000 | 1 | HRCU-A-CB |  |  | 270 | 781 | Yes
5418516 | Active | Systems | KEEPRITE 15 R410A HP | KEEPRITE | CXH537GKA* |  | EN(A,D)4X48*24** | MV20**24C* | 35400 | 13.2 | 15.5 | 34800 | 8.5 | 20800 | 1 | HRCU-A-CB |  |  | 270 | 781 | Yes
3976249 | Active | Systems | KEEPRITE 15 R410A HP | KEEPRITE | CXH537GKA* |  | EN(A,D,W)4X42*21** | *8MX*0902116** | 34600 | 12.5 | 15 | 34800 | 8.5 | 21000 | 1 | HRCU-A-CB |  |  | 273 | 781 | Yes
3976250 | Active | Systems | KEEPRITE 15 R410A HP | KEEPRITE | CXH537GKA* |  | EN(A,D,W)4X42*21** | *8MX*1102120** | 34800 | 12.5 | 15 | 35000 | 8.5 | 21000 | 1 | HRCU-A-CB |  |  | 275 | 781 | Yes
4105109 | Active | Systems | KEEPRITE 15 R410A HP | KEEPRITE | CXH537GKA* |  | EN(A,D,W)4X42*21** | OLV112A16A | 34800 | 12.5 | 15 | 35200 | 8.5 | 21400 | 1 | HRCU-A-CB |  |  | 275 | 781 | Yes
5418513 | Active | Systems | KEEPRITE 15 R410A HP | KEEPRITE | CXH537GKA* |  | EN(A,D,W)4X48*21** | MV12**17C* | 35400 | 13 | 15.5 | 35000 | 8.5 | 21000 | 1 | HRCU-A-CB |  |  | 270 | 781 | Yes
5418514 | Active | Systems | KEEPRITE 15 R410A HP | KEEPRITE | CXH537GKA* |  | EN(A,D,W)4X48*21** | MV16**21C* | 35400 | 13 | 15.5 | 35000 | 8.5 | 21000 | 1 | HRCU-A-CB |  |  | 270 | 781 | Yes
5418510 | Active | Systems | KEEPRITE 15 R410A HP | KEEPRITE | CXH537GKA* |  | END4X42*17** | MV12**17C* | 35200 | 12.7 | 15.2 | 35000 | 8.5 | 21000 | 1 | HRCU-A-CB |  |  | 274 | 781 | Yes
4105081 | Active | Systems | KEEPRITE 15 R410A HP | KEEPRITE | CXH537GKA* |  | END4X42*17** | OMV112K14A | 34800 | 12.5 | 15 | 35000 | 8.5 | 21200 | 1 | HRCU-A-CB |  |  | 275 | 781 | Yes
4105158 | Active | Systems | KEEPRITE 15 R410A HP | KEEPRITE | CXH537GKA* |  | ENH4X36*17** | OLV154F20A | 35000 | 12.5 | 15 | 35400 | 8.5 | 21600 | 1 | HRCU-A-CB |  |  | 276 | 781 | Yes
3976291 | Active | Systems | KEEPRITE 15 R410A HP | KEEPRITE | CXH537GKA* |  | ENH4X42*21** | *8MX*0902116** | 34600 | 12.5 | 15 | 34800 | 8.5 | 21000 | 1 | HRCU-A-CB |  |  | 273 | 781 | Yes
3976292 | Active | Systems | KEEPRITE 15 R410A HP | KEEPRITE | CXH537GKA* |  | ENH4X42*21** | *8MX*1102120** | 34800 | 12.5 | 15 | 35000 | 8.5 | 21000 | 1 | HRCU-A-CB |  |  | 275 | 781 | Yes
4105186 | Active | Systems | KEEPRITE 15 R410A HP | KEEPRITE | CXH537GKA* |  | ENH4X42*21** | OLV112A16A | 34800 | 12.5 | 15 | 35200 | 8.5 | 21400 | 1 | HRCU-A-CB |  |  | 275 | 781 | Yes
4105193 | Active | Systems | KEEPRITE 15 R410A HP | KEEPRITE | CXH537GKA* |  | ENH4X42*21** | OLV154F20A | 35600 | 12.5 | 15 | 35600 | 8.5 | 21600 | 1 | HRCU-A-CB |  |  | 281 | 781 | Yes
5418521 | Active | Systems | KEEPRITE 15 R410A HP | KEEPRITE | CXH537GKA* |  | ENH4X48*21** | MV12**17C* | 35400 | 13 | 15.5 | 35000 | 8.5 | 21000 | 1 | HRCU-A-CB |  |  | 270 | 781 | Yes
5418522 | Active | Systems | KEEPRITE 15 R410A HP | KEEPRITE | CXH537GKA* |  | ENH4X48*21** | MV16**21C* | 35400 | 13 | 15.5 | 35000 | 8.5 | 21000 | 1 | HRCU-A-CB |  |  | 270 | 781 | Yes
3919015 | Active | Systems | KEEPRITE 15 R410A HP | KEEPRITE | CXH537GKA* |  | FEM4P42**A*+TXV |  | 35600 | 12.5 | 15 | 35400 | 8.5 | 21400 | 1 | HRCU-A-CB |  |  | 281 | 781 | Yes
3919021 | Active | Systems | KEEPRITE 15 R410A HP | KEEPRITE | CXH537GKA* |  | FVM4X48**** |  | 35800 | 13 | 15 | 35000 | 8.5 | 21000 | 1 | HRCU-A-CB |  |  | 283 | 781 | Yes
3919022 | Active | Systems | KEEPRITE 15 R410A HP | KEEPRITE | CXH537GKA* |  | FVM4X60**** |  | 36000 | 13 | 15 | 35200 | 9 | 21000 | 1 | HRCU-A-CB |  |  | 284 | 737 | Yes
3918945 | Active | Systems | KEEPRITE 15 R410A HP | KEEPRITE | CXH537GKA* |  | FXM4X36**A* |  | 35600 | 13 | 15.5 | 35400 | 8.5 | 21400 | 1 | HRCU-A-CB | Yes |  | 272 | 781 | Yes
3919018 | Active | Systems | KEEPRITE 15 R410A HP | KEEPRITE | CXH537GKA* |  | FXM4X42**A* |  | 35600 | 13 | 15.5 | 35400 | 8.5 | 21400 | 1 | HRCU-A-CB |  |  | 272 | 781 | Yes
5294243 | Active | Systems | KEEPRITE 15 R410A HP | KEEPRITE | CXH542GKA* |  | EA*4X48*24A* | *8MV*1352422** | 41500 | 12.5 | 15 | 42000 | 8.5 | 25600 | 1 | HRCU-A-CB |  |  | 328 | 892 | Yes
4824167 | Active | Systems | KEEPRITE 15 R410A HP | KEEPRITE | CXH542GKA* |  | EA*4X48*24A* | *9MV*1202422A** | 41500 | 12.5 | 15 | 42000 | 8.5 | 25800 | 1 | HRCU-A-CB |  |  | 328 | 892 | Yes
4824169 | Active | Systems | KEEPRITE 15 R410A HP | KEEPRITE | CXH542GKA* |  | EA*4X48*24A* | *9MX*1202422A** | 42000 | 12.5 | 15 | 42000 | 8.5 | 26200 | 1 | HRCU-A-CB |  |  | 332 | 892 | Yes
5418780 | Active | Systems | KEEPRITE 15 R410A HP | KEEPRITE | CXH542GKA* |  | EA*4X48*24A* | MV16**21C* | 42000 | 12.5 | 15 | 42000 | 8.5 | 26000 | 1 | HRCU-A-CB |  |  | 332 | 892 | Yes
5418781 | Active | Systems | KEEPRITE 15 R410A HP | KEEPRITE | CXH542GKA* |  | EA*4X48*24A* | MV20**24C* | 41500 | 12.5 | 15 | 42000 | 8.5 | 25800 | 1 | HRCU-A-CB |  |  | 328 | 892 | Yes
5418782 | Active | Systems | KEEPRITE 15 R410A HP | KEEPRITE | CXH542GKA* |  | EA*4X60*21A* | MV12**17C* | 42000 | 12.7 | 15 | 42000 | 8.5 | 26200 | 1 | HRCU-A-CB |  |  | 332 | 892 | Yes
5418783 | Active | Systems | KEEPRITE 15 R410A HP | KEEPRITE | CXH542GKA* |  | EA*4X60*21A* | MV16**21C* | 42000 | 12.7 | 15.2 | 42000 | 8.5 | 26000 | 1 | HRCU-A-CB |  |  | 327 | 892 | Yes
5418784 | Active | Systems | KEEPRITE 15 R410A HP | KEEPRITE | CXH542GKA* |  | EA*4X60*24A* | MV16**21C* | 42000 | 12.7 | 15.2 | 42000 | 8.5 | 26000 | 1 | HRCU-A-CB |  |  | 327 | 892 | Yes
5418785 | Active | Systems | KEEPRITE 15 R410A HP | KEEPRITE | CXH542GKA* |  | EA*4X60*24A* | MV20**24C* | 42000 | 12.7 | 15.2 | 42000 | 8.8 | 25800 | 1 | HRCU-A-CB |  |  | 327 | 862 | Yes
3978901 | Discontinued | Systems | KEEPRITE 15 R410A HP | KEEPRITE | CXH542GKA* |  | ED*4X48F** | *8MV*0901716** | 41500 | 12.5 | 15 | 42000 | 8.5 | 26000 | 1 | HRCU-A-CB |  |  | 328 | 892 | Yes
3978903 | Discontinued | Systems | KEEPRITE 15 R410A HP | KEEPRITE | CXH542GKA* |  | ED*4X48J** | *8MV*1102120** | 41500 | 12.5 | 15 | 42000 | 8.5 | 26000 | 1 | HRCU-A-CB |  |  | 328 | 892 | Yes
3978904 | Discontinued | Systems | KEEPRITE 15 R410A HP | KEEPRITE | CXH542GKA* |  | ED*4X48J** | *8MX*0902116** | 41500 | 12.5 | 15 | 42000 | 8.5 | 26000 | 1 | HRCU-A-CB |  |  | 328 | 892 | Yes
3978905 | Discontinued | Systems | KEEPRITE 15 R410A HP | KEEPRITE | CXH542GKA* |  | ED*4X48J** | *8MX*1102120** | 41500 | 12.5 | 15 | 42000 | 8.5 | 25800 | 1 | HRCU-A-CB |  |  | 328 | 892 | Yes
3978906 | Discontinued | Systems | KEEPRITE 15 R410A HP | KEEPRITE | CXH542GKA* |  | ED*4X48L** | *8MV*1352422** | 41500 | 12.5 | 15 | 42000 | 8.5 | 25800 | 1 | HRCU-A-CB |  |  | 328 | 892 | Yes
3978907 | Discontinued | Systems | KEEPRITE 15 R410A HP | KEEPRITE | CXH542GKA* |  | ED*4X48L** | *8MX*1352420** | 42000 | 12.5 | 15 | 42000 | 8.5 | 26000 | 1 | HRCU-A-CB |  |  | 332 | 892 | Yes
4824197 | Discontinued | Systems | KEEPRITE 15 R410A HP | KEEPRITE | CXH542GKA* |  | ED*4X48L** | *9MV*1202422A** | 41500 | 12.5 | 15 | 42000 | 8.5 | 25800 | 1 | HRCU-A-CB |  |  | 328 | 892 | Yes
4824199 | Discontinued | Systems | KEEPRITE 15 R410A HP | KEEPRITE | CXH542GKA* |  | ED*4X48L** | *9MX*1202422A** | 42000 | 12.5 | 15 | 42000 | 8.5 | 26200 | 1 | HRCU-A-CB |  |  | 332 | 892 | Yes
4105627 | Discontinued | Systems | KEEPRITE 15 R410A HP | KEEPRITE | CXH542GKA* |  | ED*4X48L** | OLV154F20A | 42000 | 12.5 | 15 | 42000 | 8.5 | 26600 | 1 | HRCU-A-CB |  |  | 332 | 892 | Yes
3978941 | Active | Systems | KEEPRITE 15 R410A HP | KEEPRITE | CXH542GKA* |  | EHD4X42A** | *8MV*0901716** | 41500 | 12.5 | 15 | 42000 | 8.5 | 26000 | 1 | HRCU-A-CB |  |  | 328 | 892 | Yes
3978945 | Active | Systems | KEEPRITE 15 R410A HP | KEEPRITE | CXH542GKA* |  | EHD4X42A** | *8MX*0902116** | 41500 | 12.5 | 15 | 42000 | 8.5 | 26000 | 1 | HRCU-A-CB |  |  | 328 | 892 | Yes
4824275 | Active | Systems | KEEPRITE 15 R410A HP | KEEPRITE | CXH542GKA* |  | EHD4X42A** | *9MA*1202422A** | 41500 | 12.5 | 15 | 42000 | 8.5 | 25600 | 1 | HRCU-A-CB |  |  | 328 | 892 | Yes
4824279 | Active | Systems | KEEPRITE 15 R410A HP | KEEPRITE | CXH542GKA* |  | EHD4X42A** | *9MV*1202422A** | 41500 | 12.5 | 15 | 42000 | 8.5 | 25800 | 1 | HRCU-A-CB |  |  | 328 | 892 | Yes
4824283 | Active | Systems | KEEPRITE 15 R410A HP | KEEPRITE | CXH542GKA* |  | EHD4X42A** | *9MX*1202422A** | 42000 | 12.5 | 15 | 42000 | 8.5 | 26200 | 1 | HRCU-A-CB |  |  | 332 | 892 | Yes
5418802 | Active | Systems | KEEPRITE 15 R410A HP | KEEPRITE | CXH542GKA* |  | EHD4X42A** | MV16**21C* | 42000 | 12.5 | 15 | 42000 | 8.5 | 26000 | 1 | HRCU-A-CB |  |  | 332 | 892 | Yes
5418803 | Active | Systems | KEEPRITE 15 R410A HP | KEEPRITE | CXH542GKA* |  | EHD4X42A** | MV20**24C* | 42000 | 12.5 | 15 | 42000 | 8.5 | 25800 | 1 | HRCU-A-CB |  |  | 332 | 892 | Yes
4105648 | Active | Systems | KEEPRITE 15 R410A HP | KEEPRITE | CXH542GKA* |  | EHD4X42A** | OLV154F20A | 42000 | 12.5 | 15 | 42000 | 8.5 | 26800 | 1 | HRCU-A-CB |  |  | 332 | 892 | Yes
3978950 | Active | Systems | KEEPRITE 15 R410A HP | KEEPRITE | CXH542GKA* |  | EHD4X48A** | *8MV*1102120** | 41500 | 12.5 | 15 | 42000 | 8.5 | 26000 | 1 | HRCU-A-CB |  |  | 328 | 892 | Yes
3978951 | Active | Systems | KEEPRITE 15 R410A HP | KEEPRITE | CXH542GKA* |  | EHD4X48A** | *8MV*1352422** | 42000 | 12.5 | 15 | 42000 | 8.5 | 25800 | 1 | HRCU-A-CB |  |  | 332 | 892 | Yes
3978953 | Active | Systems | KEEPRITE 15 R410A HP | KEEPRITE | CXH542GKA* |  | EHD4X48A** | *8MX*0902116** | 42000 | 12.5 | 15 | 42000 | 8.5 | 26000 | 1 | HRCU-A-CB |  |  | 332 | 892 | Yes
3978954 | Active | Systems | KEEPRITE 15 R410A HP | KEEPRITE | CXH542GKA* |  | EHD4X48A** | *8MX*1102120** | 42000 | 12.5 | 15 | 42000 | 8.5 | 26000 | 1 | HRCU-A-CB |  |  | 332 | 892 | Yes
5161392 | Active | Systems | KEEPRITE 15 R410A HP | KEEPRITE | CXH542GKA* |  | EHD4X48A** | *9MA*1002122A** | 42000 | 12.5 | 15 | 42000 | 8.5 | 26000 | 1 | HRCU-A-CB |  |  | 332 | 892 | Yes
4824287 | Active | Systems | KEEPRITE 15 R410A HP | KEEPRITE | CXH542GKA* |  | EHD4X48A** | *9MA*1202422A** | 41500 | 12.5 | 15 | 42000 | 8.5 | 25800 | 1 | HRCU-A-CB |  |  | 328 | 892 | Yes
5161394 | Active | Systems | KEEPRITE 15 R410A HP | KEEPRITE | CXH542GKA* |  | EHD4X48A** | *9MV*1002120A** | 42000 | 12.5 | 15 | 42000 | 8.5 | 25800 | 1 | HRCU-A-CB |  |  | 332 | 892 | Yes
4824291 | Active | Systems | KEEPRITE 15 R410A HP | KEEPRITE | CXH542GKA* |  | EHD4X48A** | *9MV*1202422A** | 42000 | 12.5 | 15 | 42000 | 8.5 | 26000 | 1 | HRCU-A-CB |  |  | 332 | 892 | Yes
5161396 | Active | Systems | KEEPRITE 15 R410A HP | KEEPRITE | CXH542GKA* |  | EHD4X48A** | *9MX*1002120A** | 42000 | 12.5 | 15 | 42000 | 8.5 | 26000 | 1 | HRCU-A-CB |  |  | 332 | 892 | Yes
4824295 | Active | Systems | KEEPRITE 15 R410A HP | KEEPRITE | CXH542GKA* |  | EHD4X48A** | *9MX*1202422A** | 42000 | 12.5 | 15 | 42000 | 8.5 | 26200 | 1 | HRCU-A-CB |  |  | 332 | 892 | Yes
5418804 | Active | Systems | KEEPRITE 15 R410A HP | KEEPRITE | CXH542GKA* |  | EHD4X48A** | MV12**17C* | 42000 | 12.5 | 15 | 42000 | 8.5 | 26200 | 1 | HRCU-A-CB |  |  | 332 | 892 | Yes
5418805 | Active | Systems | KEEPRITE 15 R410A HP | KEEPRITE | CXH542GKA* |  | EHD4X48A** | MV16**21C* | 42000 | 12.7 | 15 | 42000 | 8.5 | 26000 | 1 | HRCU-A-CB |  |  | 332 | 892 | Yes
5418806 | Active | Systems | KEEPRITE 15 R410A HP | KEEPRITE | CXH542GKA* |  | EHD4X48A** | MV20**24C* | 42000 | 12.7 | 15 | 42000 | 8.5 | 26000 | 1 | HRCU-A-CB |  |  | 332 | 892 | Yes
3978969 | Active | Systems | KEEPRITE 15 R410A HP | KEEPRITE | CXH542GKA* |  | EHD4X48A** | NOMV156E19* | 41500 | 12.5 | 15 | 42000 | 8.5 | 26000 | 1 | HRCU-A-CB |  |  | 328 | 892 | Yes
4105669 | Active | Systems | KEEPRITE 15 R410A HP | KEEPRITE | CXH542GKA* |  | EHD4X48A** | OLV154F20A | 42000 | 12.5 | 15 | 42000 | 8.5 | 26800 | 1 | HRCU-A-CB |  |  | 332 | 892 | Yes
5418807 | Active | Systems | KEEPRITE 15 R410A HP | KEEPRITE | CXH542GKA* |  | EHD4X60A** | MV12**17C* | 42000 | 12.7 | 15.2 | 42000 | 8.5 | 26200 | 1 | HRCU-A-CB |  |  | 327 | 892 | Yes
5418808 | Active | Systems | KEEPRITE 15 R410A HP | KEEPRITE | CXH542GKA* |  | EHD4X60A** | MV16**21C* | 42000 | 13 | 15.5 | 42000 | 8.8 | 26000 | 1 | HRCU-A-CB |  |  | 321 | 862 | Yes
5418809 | Active | Systems | KEEPRITE 15 R410A HP | KEEPRITE | CXH542GKA* |  | EHD4X60A** | MV20**24C* | 42000 | 13 | 15.5 | 42000 | 8.8 | 26000 | 1 | HRCU-A-CB |  |  | 321 | 862 | Yes
3978920 | Active | Systems | KEEPRITE 15 R410A HP | KEEPRITE | CXH542GKA* |  | EN(A,D)4X48*24** | *8MV*1352422** | 41500 | 12.5 | 15 | 42000 | 8.5 | 25800 | 1 | HRCU-A-CB |  |  | 328 | 892 | Yes
3978921 | Active | Systems | KEEPRITE 15 R410A HP | KEEPRITE | CXH542GKA* |  | EN(A,D)4X48*24** | *8MX*1352420** | 42000 | 12.5 | 15 | 42000 | 8.5 | 26000 | 1 | HRCU-A-CB |  |  | 332 | 892 | Yes
4824231 | Active | Systems | KEEPRITE 15 R410A HP | KEEPRITE | CXH542GKA* |  | EN(A,D)4X48*24** | *9MA*1202422A** | 41500 | 12.5 | 15 | 42000 | 8.5 | 25600 | 1 | HRCU-A-CB |  |  | 328 | 892 | Yes
4824233 | Active | Systems | KEEPRITE 15 R410A HP | KEEPRITE | CXH542GKA* |  | EN(A,D)4X48*24** | *9MV*1202422A** | 41500 | 12.5 | 15 | 42000 | 8.5 | 25800 | 1 | HRCU-A-CB |  |  | 328 | 892 | Yes
4824235 | Active | Systems | KEEPRITE 15 R410A HP | KEEPRITE | CXH542GKA* |  | EN(A,D)4X48*24** | *9MX*1202422A** | 42000 | 12.5 | 15 | 42000 | 8.5 | 26200 | 1 | HRCU-A-CB |  |  | 332 | 892 | Yes
5418791 | Active | Systems | KEEPRITE 15 R410A HP | KEEPRITE | CXH542GKA* |  | EN(A,D)4X48*24** | MV16**21C* | 42000 | 12.7 | 15 | 42000 | 8.5 | 26000 | 1 | HRCU-A-CB |  |  | 332 | 892 | Yes
5418792 | Active | Systems | KEEPRITE 15 R410A HP | KEEPRITE | CXH542GKA* |  | EN(A,D)4X48*24** | MV20**24C* | 42000 | 12.7 | 15 | 42000 | 8.5 | 25800 | 1 | HRCU-A-CB |  |  | 332 | 892 | Yes
4105452 | Active | Systems | KEEPRITE 15 R410A HP | KEEPRITE | CXH542GKA* |  | EN(A,D)4X48*24** | OLV154F20A | 42000 | 12.5 | 15 | 42000 | 8.5 | 26600 | 1 | HRCU-A-CB |  |  | 332 | 892 | Yes
3978916 | Active | Systems | KEEPRITE 15 R410A HP | KEEPRITE | CXH542GKA* |  | EN(A,D,W)4X48*21** | *8MV*1102120** | 41500 | 12.5 | 15 | 42000 | 8.5 | 25800 | 1 | HRCU-A-CB |  |  | 328 | 892 | Yes
3978917 | Active | Systems | KEEPRITE 15 R410A HP | KEEPRITE | CXH542GKA* |  | EN(A,D,W)4X48*21** | *8MX*0902116** | 42000 | 12.5 | 15 | 42000 | 8.5 | 26000 | 1 | HRCU-A-CB |  |  | 332 | 892 | Yes
3978918 | Active | Systems | KEEPRITE 15 R410A HP | KEEPRITE | CXH542GKA* |  | EN(A,D,W)4X48*21** | *8MX*1102120** | 42000 | 12.5 | 15 | 42000 | 8.5 | 26000 | 1 | HRCU-A-CB |  |  | 332 | 892 | Yes
5418790 | Active | Systems | KEEPRITE 15 R410A HP | KEEPRITE | CXH542GKA* |  | EN(A,D,W)4X48*21** | MV16**21C* | 42000 | 12.7 | 15 | 42000 | 8.5 | 26000 | 1 | HRCU-A-CB |  |  | 332 | 892 | Yes
3978964 | Active | Systems | KEEPRITE 15 R410A HP | KEEPRITE | CXH542GKA* |  | EN(A,D,W)4X48*21** | NOMV156E19* | 41500 | 12.5 | 15 | 42000 | 8.5 | 25800 | 1 | HRCU-A-CB |  |  | 328 | 892 | Yes
5418793 | Active | Systems | KEEPRITE 15 R410A HP | KEEPRITE | CXH542GKA* |  | EN(A,D,W)4X60*24** | MV16**21C* | 42000 | 12.7 | 15.2 | 42000 | 8.5 | 26000 | 1 | HRCU-A-CB |  |  | 327 | 892 | Yes
5418794 | Active | Systems | KEEPRITE 15 R410A HP | KEEPRITE | CXH542GKA* |  | EN(A,D,W)4X60*24** | MV20**24C* | 42000 | 12.7 | 15.2 | 42000 | 8.8 | 25800 | 1 | HRCU-A-CB |  |  | 327 | 862 | Yes
3978933 | Active | Systems | KEEPRITE 15 R410A HP | KEEPRITE | CXH542GKA* |  | ENH4X48*21** | *8MV*0901716** | 41500 | 12.5 | 15 | 42000 | 8.5 | 25800 | 1 | HRCU-A-CB |  |  | 328 | 892 | Yes
3978934 | Active | Systems | KEEPRITE 15 R410A HP | KEEPRITE | CXH542GKA* |  | ENH4X48*21** | *8MV*1102120** | 41500 | 12.5 | 15 | 42000 | 8.5 | 25800 | 1 | HRCU-A-CB |  |  | 328 | 892 | Yes
3978935 | Active | Systems | KEEPRITE 15 R410A HP | KEEPRITE | CXH542GKA* |  | ENH4X48*21** | *8MV*1352422** | 41500 | 12.5 | 15 | 42000 | 8.5 | 25800 | 1 | HRCU-A-CB |  |  | 328 | 892 | Yes
3978937 | Active | Systems | KEEPRITE 15 R410A HP | KEEPRITE | CXH542GKA* |  | ENH4X48*21** | *8MX*0902116** | 42000 | 12.5 | 15 | 42000 | 8.5 | 26000 | 1 | HRCU-A-CB |  |  | 332 | 892 | Yes
3978938 | Active | Systems | KEEPRITE 15 R410A HP | KEEPRITE | CXH542GKA* |  | ENH4X48*21** | *8MX*1102120** | 42000 | 12.5 | 15 | 42000 | 8.5 | 26000 | 1 | HRCU-A-CB |  |  | 332 | 892 | Yes
3978939 | Active | Systems | KEEPRITE 15 R410A HP | KEEPRITE | CXH542GKA* |  | ENH4X48*21** | *8MX*1352420** | 42000 | 12.5 | 15 | 42000 | 8.5 | 26000 | 1 | HRCU-A-CB |  |  | 332 | 892 | Yes
5161378 | Active | Systems | KEEPRITE 15 R410A HP | KEEPRITE | CXH542GKA* |  | ENH4X48*21** | *9MA*1002122A** | 41500 | 12.5 | 15 | 42000 | 8.5 | 25800 | 1 | HRCU-A-CB |  |  | 328 | 892 | Yes
4824263 | Active | Systems | KEEPRITE 15 R410A HP | KEEPRITE | CXH542GKA* |  | ENH4X48*21** | *9MA*1202422A** | 41500 | 12.5 | 15 | 42000 | 8.5 | 25600 | 1 | HRCU-A-CB |  |  | 328 | 892 | Yes
5161380 | Active | Systems | KEEPRITE 15 R410A HP | KEEPRITE | CXH542GKA* |  | ENH4X48*21** | *9MV*1002120A** | 41500 | 12.5 | 15 | 42000 | 8.5 | 25800 | 1 | HRCU-A-CB |  |  | 328 | 892 | Yes
4824267 | Active | Systems | KEEPRITE 15 R410A HP | KEEPRITE | CXH542GKA* |  | ENH4X48*21** | *9MV*1202422A** | 41500 | 12.5 | 15 | 42000 | 8.5 | 25800 | 1 | HRCU-A-CB |  |  | 328 | 892 | Yes
5161382 | Active | Systems | KEEPRITE 15 R410A HP | KEEPRITE | CXH542GKA* |  | ENH4X48*21** | *9MX*1002120A** | 42000 | 12.5 | 15 | 42000 | 8.5 | 26000 | 1 | HRCU-A-CB |  |  | 332 | 892 | Yes
4824271 | Active | Systems | KEEPRITE 15 R410A HP | KEEPRITE | CXH542GKA* |  | ENH4X48*21** | *9MX*1202422A** | 42000 | 12.5 | 15 | 42000 | 8.5 | 26200 | 1 | HRCU-A-CB |  |  | 332 | 892 | Yes
5418798 | Active | Systems | KEEPRITE 15 R410A HP | KEEPRITE | CXH542GKA* |  | ENH4X48*21** | MV16**21C* | 42000 | 12.7 | 15 | 42000 | 8.5 | 26000 | 1 | HRCU-A-CB |  |  | 332 | 892 | Yes
3978967 | Active | Systems | KEEPRITE 15 R410A HP | KEEPRITE | CXH542GKA* |  | ENH4X48*21** | NOMV156E19* | 41500 | 12.5 | 15 | 42000 | 8.5 | 25800 | 1 | HRCU-A-CB |  |  | 328 | 892 | Yes
4105557 | Active | Systems | KEEPRITE 15 R410A HP | KEEPRITE | CXH542GKA* |  | ENH4X48*21** | OLV154F20A | 42000 | 12.5 | 15 | 42000 | 8.5 | 26600 | 1 | HRCU-A-CB |  |  | 332 | 892 | Yes
5418799 | Active | Systems | KEEPRITE 15 R410A HP | KEEPRITE | CXH542GKA* |  | ENH4X60*24** | MV16**21C* | 42000 | 12.7 | 15.2 | 42000 | 8.5 | 26000 | 1 | HRCU-A-CB |  |  | 327 | 892 | Yes
5418800 | Active | Systems | KEEPRITE 15 R410A HP | KEEPRITE | CXH542GKA* |  | ENH4X60*24** | MV20**24C* | 42000 | 12.7 | 15.2 | 42000 | 8.8 | 25800 | 1 | HRCU-A-CB |  |  | 327 | 862 | Yes
3692896 | Active | Systems | KEEPRITE 15 R410A HP | KEEPRITE | CXH542GKA* |  | FEM4P48**A*+TXV |  | 42000 | 12.5 | 15 | 42000 | 8.5 | 26400 | 1 | HRCU-A-CB |  |  | 332 | 892 | Yes
3650153 | Active | Systems | KEEPRITE 15 R410A HP | KEEPRITE | CXH542GKA* |  | FVM4X48**** |  | 42000 | 12.5 | 15.5 | 42000 | 8.7 | 25800 | 1 | HRCU-A-CB |  |  | 321 | 872 | Yes
3650242 | Active | Systems | KEEPRITE 15 R410A HP | KEEPRITE | CXH542GKA* |  | FXM4X42**A* |  | 41500 | 12.5 | 15 | 36800 | 8.7 | 26400 | 1 | HRCU-A-CB | Yes |  | 328 | 763 | Yes
3650255 | Active | Systems | KEEPRITE 15 R410A HP | KEEPRITE | CXH542GKA* |  | FXM4X48**A* |  | 42000 | 13 | 15.5 | 42000 | 8.6 | 26400 | 1 | HRCU-A-CB |  |  | 321 | 882 | Yes
3670716 | Active | Systems | KEEPRITE 15 R410A HP | KEEPRITE | CXH548GKA* |  | FEM4X60**** |  | 47500 | 12.5 | 15 | 46000 | 8.5 | 29200 | 1 | HRCU-A-CB |  |  | 375 | 1115 | Yes
3650177 | Active | Systems | KEEPRITE 15 R410A HP | KEEPRITE | CXH548GKA* |  | FVM4X60**** |  | 47000 | 12.7 | 15.5 | 44500 | 8.5 | 28400 | 1 | HRCU-A-CB |  |  | 359 | 892 | Yes
3650256 | Active | Systems | KEEPRITE 15 R410A HP | KEEPRITE | CXH548GKA* |  | FXM4X48**A* |  | 47500 | 12.5 | 15 | 45500 | 8.5 | 29000 | 1 | HRCU-A-CB | Yes |  | 375 | 1115 | Yes
3650265 | Active | Systems | KEEPRITE 15 R410A HP | KEEPRITE | CXH548GKA* |  | FXM4X60**A* |  | 48000 | 12.5 | 15 | 45500 | 8.5 | 29000 | 1 | HRCU-A-CB |  |  | 379 | 1115 | Yes
3670598 | Active | Systems | KEEPRITE 15 R410A HP | KEEPRITE | CXH560GKA* |  | FXM4X60**A* |  | 57000 | 12.5 | 15 | 56000 | 8.5 | 35400 | 1 | HRCU-A-CB | Yes |  | 450 | 1339 | Yes
4830474 | Active | Systems | 13 SEER N SERIES R410A HP | KEEPRITE | N4H342CKA* |  | EHD4X48A** | *9MX*1202422A** | 42000 | 12.5 | 15 | 42000 | 8.5 | 26400 | 1 | HRCU-A-CB |  |  | 332 | 892 | Yes
4830414 | Active | Systems | 13 SEER N SERIES R410A HP | KEEPRITE | N4H342CKA* |  | EN(A,D)4X48*24** | *9MX*1202422A** | 42000 | 12.5 | 15 | 42000 | 8.5 | 26400 | 1 | HRCU-A-CB |  |  | 332 | 892 | Yes
4830450 | Active | Systems | 13 SEER N SERIES R410A HP | KEEPRITE | N4H342CKA* |  | ENH4X48*21** | *9MX*1202422A** | 42000 | 12.5 | 15 | 42000 | 8.5 | 26400 | 1 | HRCU-A-CB |  |  | 332 | 892 | Yes
3715671 | Active | Systems | 13 SEER N SERIES R410A HP | KEEPRITE | N4H342CKA* |  | FVM4X48**** |  | 42000 | 12.5 | 15 | 41000 | 8.5 | 25800 | 1 | HRCU-A-CB |  |  | 332 | 892 | Yes
3715670 | Active | Systems | 13 SEER N SERIES R410A HP | KEEPRITE | N4H342CKA* |  | FXM4X48**A* |  | 42000 | 12.5 | 15 | 41000 | 8.5 | 26000 | 1 | HRCU-A-CB |  |  | 332 | 892 | Yes
3716059 | Active | Systems | 13 SEER N SERIES R410A HP | KEEPRITE | N4H348CKA* |  | FVM4X60**** |  | 47500 | 12.5 | 15 | 45000 | 8.5 | 29800 | 1 | HRCU-A-CB |  |  | 375 | 1115 | Yes
4833859 | Active | Systems | 15 SEER N SERIES R410A HP | KEEPRITE | NXH518GKA* |  | EA*4X24*17A* | *9MV*0801716A** | 18000 | 12.5 | 15 | 18000 | 8.5 | 10700 | 1 | HRCU-A-CB |  |  | 142 | 446 | Yes
3980235 | Discontinued | Systems | 15 SEER N SERIES R410A HP | KEEPRITE | NXH518GKA* |  | ED*4X24B** | *8MX*0451408** | 17600 | 12.5 | 15 | 17800 | 8.5 | 10700 | 1 | HRCU-A-CB |  |  | 139 | 446 | Yes
4833863 | Discontinued | Systems | 15 SEER N SERIES R410A HP | KEEPRITE | NXH518GKA* |  | ED*4X24F** | *9MV*0801716A** | 18000 | 12.5 | 15 | 18000 | 8.5 | 10700 | 1 | HRCU-A-CB |  |  | 142 | 446 | Yes
3980251 | Discontinued | Systems | 15 SEER N SERIES R410A HP | KEEPRITE | NXH518GKA* |  | ED*4X24F** | NOMV106D12* | 17800 | 12.5 | 15 | 17600 | 8.5 | 10500 | 1 | HRCU-A-CB |  |  | 141 | 446 | Yes
5686435 | Active | Systems | 15 SEER N SERIES R410A HP | KEEPRITE | NXH518GKA* |  | ED*4X24F** | OLV098A12* | 18000 | 12.5 | 15 | 17800 | 8.5 | 10700 | 1 | HRCU-A-CB |  |  | 142 | 446 | Yes
5686422 | Active | Systems | 15 SEER N SERIES R410A HP | KEEPRITE | NXH518GKA* |  | ED*4X24F** | OMV098J12* | 18000 | 12.5 | 15 | 18000 | 8.5 | 10800 | 1 | HRCU-A-CB |  |  | 142 | 446 | Yes
5686477 | Active | Systems | 15 SEER N SERIES R410A HP | KEEPRITE | NXH518GKA* |  | EHD4X24A** | OLV098A12* | 18000 | 12.5 | 15 | 18000 | 8.5 | 10800 | 1 | HRCU-A-CB |  |  | 142 | 446 | Yes
5686469 | Active | Systems | 15 SEER N SERIES R410A HP | KEEPRITE | NXH518GKA* |  | EHD4X24A** | OMV098J12* | 18000 | 12.5 | 15 | 18000 | 8.5 | 10800 | 1 | HRCU-A-CB |  |  | 142 | 446 | Yes
5420269 | Active | Systems | 15 SEER N SERIES R410A HP | KEEPRITE | NXH518GKA* |  | EHD4X30A** | MV08**14C* | 18000 | 12.7 | 15 | 17600 | 8.5 | 10500 | 1 | HRCU-A-CB |  |  | 142 | 446 | Yes
3980242 | Active | Systems | 15 SEER N SERIES R410A HP | KEEPRITE | NXH518GKA* |  | EN(A,D)4X24*14** | *8MX*0451408** | 17600 | 12.5 | 15 | 17800 | 8.5 | 10700 | 1 | HRCU-A-CB |  |  | 139 | 446 | Yes
4833871 | Active | Systems | 15 SEER N SERIES R410A HP | KEEPRITE | NXH518GKA* |  | EN(A,D)4X24*17** | *9MV*0801716A** | 18000 | 12.5 | 15 | 17800 | 8.5 | 10700 | 1 | HRCU-A-CB |  |  | 142 | 446 | Yes
3980253 | Active | Systems | 15 SEER N SERIES R410A HP | KEEPRITE | NXH518GKA* |  | EN(A,D)4X24*17** | NOMV106D12* | 17800 | 12.5 | 15 | 17600 | 8.5 | 10600 | 1 | HRCU-A-CB |  |  | 141 | 446 | Yes
5686444 | Active | Systems | 15 SEER N SERIES R410A HP | KEEPRITE | NXH518GKA* |  | EN(A,D)4X24*17** | OLV098A12* | 18000 | 12.5 | 15 | 18000 | 8.5 | 10700 | 1 | HRCU-A-CB |  |  | 142 | 446 | Yes
5686440 | Active | Systems | 15 SEER N SERIES R410A HP | KEEPRITE | NXH518GKA* |  | EN(A,D)4X24*17** | OMV098J12* | 18000 | 12.5 | 15 | 18000 | 8.5 | 10800 | 1 | HRCU-A-CB |  |  | 142 | 446 | Yes
3980246 | Active | Systems | 15 SEER N SERIES R410A HP | KEEPRITE | NXH518GKA* |  | ENH4X24*17** | *8MV*0701412** | 17300 | 12.5 | 15 | 17600 | 8.5 | 10500 | 1 | HRCU-A-CB |  |  | 137 | 446 | Yes
3980248 | Active | Systems | 15 SEER N SERIES R410A HP | KEEPRITE | NXH518GKA* |  | ENH4X24*17** | *8MX*0451408** | 17600 | 12.5 | 15 | 17800 | 8.5 | 10700 | 1 | HRCU-A-CB |  |  | 139 | 446 | Yes
4833874 | Active | Systems | 15 SEER N SERIES R410A HP | KEEPRITE | NXH518GKA* |  | ENH4X24*17** | *9MV*0801716A** | 18000 | 12.5 | 15 | 17800 | 8.5 | 10700 | 1 | HRCU-A-CB |  |  | 142 | 446 | Yes
3980254 | Active | Systems | 15 SEER N SERIES R410A HP | KEEPRITE | NXH518GKA* |  | ENH4X24*17** | NOMV106D12* | 17800 | 12.5 | 15 | 17600 | 8.5 | 10600 | 1 | HRCU-A-CB |  |  | 141 | 446 | Yes
5686460 | Active | Systems | 15 SEER N SERIES R410A HP | KEEPRITE | NXH518GKA* |  | ENH4X24*17** | OLV098A12* | 18000 | 12.5 | 15 | 18000 | 8.5 | 10700 | 1 | HRCU-A-CB |  |  | 142 | 446 | Yes
5686452 | Active | Systems | 15 SEER N SERIES R410A HP | KEEPRITE | NXH518GKA* |  | ENH4X24*17** | OMV098J12* | 18000 | 12.5 | 15 | 18000 | 8.5 | 10800 | 1 | HRCU-A-CB |  |  | 142 | 446 | Yes
3652792 | Active | Systems | 15 SEER N SERIES R410A HP | KEEPRITE | NXH518GKA* |  | FEA4X24**A* |  | 17800 | 12.5 | 15 | 17800 | 8.5 | 10700 | 1 | HRCU-A-CB |  |  | 141 | 446 | Yes
3653086 | Active | Systems | 15 SEER N SERIES R410A HP | KEEPRITE | NXH518GKA* |  | FVM4X24**** |  | 17800 | 12.5 | 15 | 17600 | 8.5 | 10500 | 1 | HRCU-A-CB |  |  | 141 | 446 | Yes
3670814 | Active | Systems | 15 SEER N SERIES R410A HP | KEEPRITE | NXH518GKA* |  | FXM4X18**A* |  | 17800 | 12.6 | 15.25 | 17800 | 8.5 | 10700 | 1 | HRCU-A-CB | Yes |  | 138 | 446 | Yes
3670821 | Active | Systems | 15 SEER N SERIES R410A HP | KEEPRITE | NXH518GKA* |  | FXM4X24**A* |  | 18000 | 12.6 | 15.5 | 17800 | 8.5 | 10700 | 1 | HRCU-A-CB |  |  | 137 | 446 | Yes
5420418 | Active | Systems | 15 SEER N SERIES R410A HP | KEEPRITE | NXH524GKA* |  | EA*4X24*14A* | MV08**14C* | 23600 | 12.5 | 15.2 | 24000 | 8.5 | 14100 | 1 | HRCU-A-CB |  |  | 184 | 558 | Yes
5294988 | Active | Systems | 15 SEER N SERIES R410A HP | KEEPRITE | NXH524GKA* |  | EA*4X24*17A* | *8MV*0901716** | 23600 | 12.5 | 15.2 | 24000 | 8.5 | 14300 | 1 | HRCU-A-CB |  |  | 184 | 558 | Yes
4834565 | Active | Systems | 15 SEER N SERIES R410A HP | KEEPRITE | NXH524GKA* |  | EA*4X24*17A* | *9MA*0801714A** | 23400 | 12.5 | 15.2 | 24000 | 8.5 | 14100 | 1 | HRCU-A-CB |  |  | 182 | 558 | Yes
4834504 | Active | Systems | 15 SEER N SERIES R410A HP | KEEPRITE | NXH524GKA* |  | EA*4X24*17A* | *9MV*0801716A** | 23600 | 12.5 | 15.2 | 24000 | 8.5 | 14400 | 1 | HRCU-A-CB |  |  | 184 | 558 | Yes
4834567 | Active | Systems | 15 SEER N SERIES R410A HP | KEEPRITE | NXH524GKA* |  | EA*4X24*17A* | *9MX*0601714A** | 23600 | 12.5 | 15.2 | 24000 | 8.5 | 14400 | 1 | HRCU-A-CB |  |  | 184 | 558 | Yes
5420419 | Active | Systems | 15 SEER N SERIES R410A HP | KEEPRITE | NXH524GKA* |  | EA*4X24*17A* | MV08**14C* | 23600 | 12.5 | 15.2 | 24000 | 8.5 | 14100 | 1 | HRCU-A-CB |  |  | 184 | 558 | Yes
5420420 | Active | Systems | 15 SEER N SERIES R410A HP | KEEPRITE | NXH524GKA* |  | EA*4X24*17A* | MV12**17C* | 23800 | 12.5 | 15.2 | 24000 | 8.5 | 14400 | 1 | HRCU-A-CB |  |  | 185 | 558 | Yes
5420421 | Active | Systems | 15 SEER N SERIES R410A HP | KEEPRITE | NXH524GKA* |  | EA*4X30*14A* | MV08**14C* | 23800 | 12.5 | 15.2 | 24000 | 8.5 | 14400 | 1 | HRCU-A-CB |  |  | 185 | 558 | Yes
5294993 | Active | Systems | 15 SEER N SERIES R410A HP | KEEPRITE | NXH524GKA* |  | EA*4X30*17A* | *8MV*0901716** | 23800 | 12.5 | 15.2 | 24000 | 8.5 | 14400 | 1 | HRCU-A-CB |  |  | 185 | 558 | Yes
4834569 | Active | Systems | 15 SEER N SERIES R410A HP | KEEPRITE | NXH524GKA* |  | EA*4X30*17A* | *9MA*0601714A** | 23600 | 12.5 | 15.2 | 24000 | 8.5 | 14500 | 1 | HRCU-A-CB |  |  | 184 | 558 | Yes
4834570 | Active | Systems | 15 SEER N SERIES R410A HP | KEEPRITE | NXH524GKA* |  | EA*4X30*17A* | *9MA*0801714A** | 23600 | 12.6 | 15.5 | 24000 | 8.5 | 14400 | 1 | HRCU-A-CB |  |  | 180 | 558 | Yes
4834507 | Active | Systems | 15 SEER N SERIES R410A HP | KEEPRITE | NXH524GKA* |  | EA*4X30*17A* | *9MV*0601714A** | 23800 | 12.5 | 15.2 | 24000 | 8.5 | 14500 | 1 | HRCU-A-CB |  |  | 185 | 558 | Yes
4834508 | Active | Systems | 15 SEER N SERIES R410A HP | KEEPRITE | NXH524GKA* |  | EA*4X30*17A* | *9MV*0801716A** | 24000 | 12.7 | 15.5 | 24000 | 8.5 | 14500 | 1 | HRCU-A-CB |  |  | 183 | 558 | Yes
4834572 | Active | Systems | 15 SEER N SERIES R410A HP | KEEPRITE | NXH524GKA* |  | EA*4X30*17A* | *9MX*0601714A** | 23800 | 12.65 | 15.5 | 24000 | 8.5 | 14500 | 1 | HRCU-A-CB |  |  | 182 | 558 | Yes
5420422 | Active | Systems | 15 SEER N SERIES R410A HP | KEEPRITE | NXH524GKA* |  | EA*4X30*17A* | MV08**14C* | 23800 | 12.5 | 15.2 | 24000 | 8.5 | 14300 | 1 | HRCU-A-CB |  |  | 185 | 558 | Yes
5420423 | Active | Systems | 15 SEER N SERIES R410A HP | KEEPRITE | NXH524GKA* |  | EA*4X30*17A* | MV12**17C* | 23800 | 12.7 | 15.5 | 24000 | 8.5 | 14400 | 1 | HRCU-A-CB |  |  | 182 | 558 | Yes
5420424 | Active | Systems | 15 SEER N SERIES R410A HP | KEEPRITE | NXH524GKA* |  | EA*4X36*14A* | MV08**14C* | 23800 | 12.5 | 15.5 | 24000 | 8.5 | 14400 | 1 | HRCU-A-CB |  |  | 182 | 558 | Yes
5420425 | Active | Systems | 15 SEER N SERIES R410A HP | KEEPRITE | NXH524GKA* |  | EA*4X36*17A* | MV08**14C* | 23800 | 12.5 | 15.5 | 24000 | 8.5 | 14300 | 1 | HRCU-A-CB |  |  | 182 | 558 | Yes
5420426 | Active | Systems | 15 SEER N SERIES R410A HP | KEEPRITE | NXH524GKA* |  | EA*4X36*17A* | MV12**17C* | 24000 | 12.7 | 15.5 | 24000 | 8.5 | 14400 | 1 | HRCU-A-CB |  |  | 183 | 558 | Yes
5420427 | Active | Systems | 15 SEER N SERIES R410A HP | KEEPRITE | NXH524GKA* |  | EA*4X36*21A* | MV12**17C* | 24000 | 12.7 | 15.5 | 24000 | 8.5 | 14400 | 1 | HRCU-A-CB |  |  | 183 | 558 | Yes
3980477 | Discontinued | Systems | 15 SEER N SERIES R410A HP | KEEPRITE | NXH524GKA* |  | ED*4X24B** | *8MV*0701412** | 23400 | 12.5 | 15 | 24000 | 8.5 | 14100 | 1 | HRCU-A-CB |  |  | 185 | 558 | Yes
3980478 | Discontinued | Systems | 15 SEER N SERIES R410A HP | KEEPRITE | NXH524GKA* |  | ED*4X24B** | *8MX*0451408** | 23400 | 12.5 | 15 | 24000 | 8.5 | 14500 | 1 | HRCU-A-CB |  |  | 185 | 558 | Yes
3980479 | Discontinued | Systems | 15 SEER N SERIES R410A HP | KEEPRITE | NXH524GKA* |  | ED*4X24F** | *8MV*0901716** | 23400 | 12.5 | 15.5 | 24000 | 8.5 | 14300 | 1 | HRCU-A-CB |  |  | 179 | 558 | Yes
4834555 | Discontinued | Systems | 15 SEER N SERIES R410A HP | KEEPRITE | NXH524GKA* |  | ED*4X24F** | *9MA*0801714A** | 23400 | 12.5 | 15.2 | 24000 | 8.5 | 14100 | 1 | HRCU-A-CB |  |  | 182 | 558 | Yes
4834511 | Discontinued | Systems | 15 SEER N SERIES R410A HP | KEEPRITE | NXH524GKA* |  | ED*4X24F** | *9MV*0801716A** | 23600 | 12.5 | 15.2 | 24000 | 8.5 | 14400 | 1 | HRCU-A-CB |  |  | 184 | 558 | Yes
4834557 | Discontinued | Systems | 15 SEER N SERIES R410A HP | KEEPRITE | NXH524GKA* |  | ED*4X24F** | *9MX*0601714A** | 23600 | 12.5 | 15.2 | 24000 | 8.5 | 14400 | 1 | HRCU-A-CB |  |  | 184 | 558 | Yes
3980512 | Discontinued | Systems | 15 SEER N SERIES R410A HP | KEEPRITE | NXH524GKA* |  | ED*4X24F** | NOMV106D12* | 23400 | 12.5 | 15 | 24000 | 8.5 | 14100 | 1 | HRCU-A-CB |  |  | 185 | 558 | Yes
5686486 | Active | Systems | 15 SEER N SERIES R410A HP | KEEPRITE | NXH524GKA* |  | ED*4X24F** | OLV098A12* | 23800 | 12.5 | 15 | 24000 | 8.5 | 14500 | 1 | HRCU-A-CB |  |  | 188 | 558 | Yes
5686482 | Active | Systems | 15 SEER N SERIES R410A HP | KEEPRITE | NXH524GKA* |  | ED*4X24F** | OMV098J12* | 23800 | 12.5 | 15 | 24000 | 8.5 | 14600 | 1 | HRCU-A-CB |  |  | 188 | 558 | Yes
3980480 | Discontinued | Systems | 15 SEER N SERIES R410A HP | KEEPRITE | NXH524GKA* |  | ED*4X30B** | *8MV*0701412** | 23400 | 12.5 | 15.5 | 24000 | 8.5 | 14400 | 1 | HRCU-A-CB |  |  | 179 | 558 | Yes
3980481 | Discontinued | Systems | 15 SEER N SERIES R410A HP | KEEPRITE | NXH524GKA* |  | ED*4X30B** | *8MX*0451408** | 23400 | 12.5 | 15.25 | 24000 | 8.5 | 14600 | 1 | HRCU-A-CB |  |  | 182 | 558 | Yes
3980482 | Discontinued | Systems | 15 SEER N SERIES R410A HP | KEEPRITE | NXH524GKA* |  | ED*4X30F** | *8MV*0901716** | 23400 | 12.5 | 15.5 | 24000 | 8.5 | 14400 | 1 | HRCU-A-CB |  |  | 179 | 558 | Yes
4834559 | Discontinued | Systems | 15 SEER N SERIES R410A HP | KEEPRITE | NXH524GKA* |  | ED*4X30F** | *9MA*0601714A** | 23600 | 12.5 | 15.2 | 24000 | 8.5 | 14500 | 1 | HRCU-A-CB |  |  | 184 | 558 | Yes
4834560 | Discontinued | Systems | 15 SEER N SERIES R410A HP | KEEPRITE | NXH524GKA* |  | ED*4X30F** | *9MA*0801714A** | 23600 | 12.6 | 15.5 | 24000 | 8.5 | 14400 | 1 | HRCU-A-CB |  |  | 180 | 558 | Yes
4834514 | Discontinued | Systems | 15 SEER N SERIES R410A HP | KEEPRITE | NXH524GKA* |  | ED*4X30F** | *9MV*0601714A** | 23800 | 12.5 | 15.2 | 24000 | 8.5 | 14500 | 1 | HRCU-A-CB |  |  | 185 | 558 | Yes
4834515 | Discontinued | Systems | 15 SEER N SERIES R410A HP | KEEPRITE | NXH524GKA* |  | ED*4X30F** | *9MV*0801716A** | 24000 | 12.7 | 15.5 | 24000 | 8.5 | 14500 | 1 | HRCU-A-CB |  |  | 183 | 558 | Yes
4834562 | Discontinued | Systems | 15 SEER N SERIES R410A HP | KEEPRITE | NXH524GKA* |  | ED*4X30F** | *9MX*0601714A** | 23800 | 12.65 | 15.5 | 24000 | 8.5 | 14500 | 1 | HRCU-A-CB |  |  | 182 | 558 | Yes
3980513 | Discontinued | Systems | 15 SEER N SERIES R410A HP | KEEPRITE | NXH524GKA* |  | ED*4X30F** | NOMV106D12* | 23600 | 12.5 | 15 | 24000 | 8.5 | 14300 | 1 | HRCU-A-CB |  |  | 186 | 558 | Yes
5686505 | Active | Systems | 15 SEER N SERIES R410A HP | KEEPRITE | NXH524GKA* |  | ED*4X30F** | OLV098A12* | 24000 | 12.5 | 15 | 24000 | 8.5 | 14500 | 1 | HRCU-A-CB |  |  | 189 | 558 | Yes
5686498 | Active | Systems | 15 SEER N SERIES R410A HP | KEEPRITE | NXH524GKA* |  | ED*4X30F** | OMV098J12* | 24000 | 12.5 | 15 | 24000 | 8.5 | 14600 | 1 | HRCU-A-CB |  |  | 189 | 558 | Yes
4834606 | Active | Systems | 15 SEER N SERIES R410A HP | KEEPRITE | NXH524GKA* |  | EHD4X24A** | *9MA*0801714A** | 23600 | 12.5 | 15.2 | 24000 | 8.5 | 14400 | 1 | HRCU-A-CB |  |  | 184 | 558 | Yes
4834608 | Active | Systems | 15 SEER N SERIES R410A HP | KEEPRITE | NXH524GKA* |  | EHD4X24A** | *9MA*1202422A** | 24000 | 12.5 | 15.2 | 24000 | 8.5 | 14600 | 1 | HRCU-A-CB |  |  | 187 | 558 | Yes
4834545 | Active | Systems | 15 SEER N SERIES R410A HP | KEEPRITE | NXH524GKA* |  | EHD4X24A** | *9MV*0801716A** | 23600 | 12.5 | 15.2 | 24000 | 8.5 | 14400 | 1 | HRCU-A-CB |  |  | 184 | 558 | Yes
4834547 | Active | Systems | 15 SEER N SERIES R410A HP | KEEPRITE | NXH524GKA* |  | EHD4X24A** | *9MV*1202422A** | 23600 | 12.5 | 15.2 | 24000 | 8.5 | 14100 | 1 | HRCU-A-CB |  |  | 184 | 558 | Yes
4834610 | Active | Systems | 15 SEER N SERIES R410A HP | KEEPRITE | NXH524GKA* |  | EHD4X24A** | *9MX*0601714A** | 23600 | 12.5 | 15.2 | 24000 | 8.5 | 14400 | 1 | HRCU-A-CB |  |  | 184 | 558 | Yes
5420442 | Active | Systems | 15 SEER N SERIES R410A HP | KEEPRITE | NXH524GKA* |  | EHD4X24A** | MV08**14C* | 23800 | 12.5 | 15.2 | 24000 | 8.5 | 14400 | 1 | HRCU-A-CB |  |  | 185 | 558 | Yes
5420443 | Active | Systems | 15 SEER N SERIES R410A HP | KEEPRITE | NXH524GKA* |  | EHD4X24A** | MV12**17C* | 24000 | 12.5 | 15.2 | 24000 | 8.5 | 14500 | 1 | HRCU-A-CB |  |  | 187 | 558 | Yes
5686575 | Active | Systems | 15 SEER N SERIES R410A HP | KEEPRITE | NXH524GKA* |  | EHD4X24A** | OLV098A12* | 24000 | 12.5 | 15 | 24000 | 8.5 | 14700 | 1 | HRCU-A-CB |  |  | 189 | 558 | Yes
3980505 | Active | Systems | 15 SEER N SERIES R410A HP | KEEPRITE | NXH524GKA* |  | EHD4X30A** | *8MV*0701412** | 23400 | 12.5 | 15.5 | 24000 | 8.5 | 14400 | 1 | HRCU-A-CB |  |  | 179 | 558 | Yes
3980506 | Active | Systems | 15 SEER N SERIES R410A HP | KEEPRITE | NXH524GKA* |  | EHD4X30A** | *8MV*0901716** | 23400 | 12.5 | 15.5 | 24000 | 8.5 | 14400 | 1 | HRCU-A-CB |  |  | 179 | 558 | Yes
3980507 | Active | Systems | 15 SEER N SERIES R410A HP | KEEPRITE | NXH524GKA* |  | EHD4X30A** | *8MV*1102120** | 23400 | 12.5 | 15.5 | 24000 | 8.5 | 14400 | 1 | HRCU-A-CB |  |  | 179 | 558 | Yes
3980508 | Active | Systems | 15 SEER N SERIES R410A HP | KEEPRITE | NXH524GKA* |  | EHD4X30A** | *8MV*1352422** | 23400 | 12.5 | 15.5 | 24000 | 8.5 | 14400 | 1 | HRCU-A-CB |  |  | 179 | 558 | Yes
3980509 | Active | Systems | 15 SEER N SERIES R410A HP | KEEPRITE | NXH524GKA* |  | EHD4X30A** | *8MX*0451408** | 23400 | 12.5 | 15.25 | 24000 | 8.5 | 14600 | 1 | HRCU-A-CB |  |  | 182 | 558 | Yes
4834611 | Active | Systems | 15 SEER N SERIES R410A HP | KEEPRITE | NXH524GKA* |  | EHD4X30A** | *9MA*0601714A** | 23800 | 12.5 | 15.2 | 24000 | 8.5 | 14500 | 1 | HRCU-A-CB |  |  | 185 | 558 | Yes
4834612 | Active | Systems | 15 SEER N SERIES R410A HP | KEEPRITE | NXH524GKA* |  | EHD4X30A** | *9MA*0801714A** | 23800 | 12.65 | 15.5 | 24000 | 8.5 | 14400 | 1 | HRCU-A-CB |  |  | 182 | 558 | Yes
5374973 | Active | Systems | 15 SEER N SERIES R410A HP | KEEPRITE | NXH524GKA* |  | EHD4X30A** | *9MA*0802120A** | 24000 | 12.5 | 15.2 | 24000 | 8.5 | 14600 | 1 | HRCU-A-CB |  |  | 187 | 558 | Yes
5374974 | Active | Systems | 15 SEER N SERIES R410A HP | KEEPRITE | NXH524GKA* |  | EHD4X30A** | *9MA*1002122A** | 24000 | 12.5 | 15.2 | 24000 | 9 | 14600 | 1 | HRCU-A-CB |  |  | 187 | 527 | Yes
4834614 | Active | Systems | 15 SEER N SERIES R410A HP | KEEPRITE | NXH524GKA* |  | EHD4X30A** | *9MA*1202422A** | 24000 | 12.7 | 15.5 | 24000 | 8.5 | 14500 | 1 | HRCU-A-CB |  |  | 183 | 558 | Yes
4834549 | Active | Systems | 15 SEER N SERIES R410A HP | KEEPRITE | NXH524GKA* |  | EHD4X30A** | *9MV*0601714A** | 23800 | 12.5 | 15.2 | 24000 | 8.5 | 14500 | 1 | HRCU-A-CB |  |  | 185 | 558 | Yes
4834550 | Active | Systems | 15 SEER N SERIES R410A HP | KEEPRITE | NXH524GKA* |  | EHD4X30A** | *9MV*0801716A** | 24000 | 12.7 | 15.5 | 24000 | 8.5 | 14500 | 1 | HRCU-A-CB |  |  | 183 | 558 | Yes
5374975 | Active | Systems | 15 SEER N SERIES R410A HP | KEEPRITE | NXH524GKA* |  | EHD4X30A** | *9MV*0802120A** | 24000 | 12.5 | 15.2 | 24000 | 8.5 | 14500 | 1 | HRCU-A-CB |  |  | 187 | 558 | Yes
5374976 | Active | Systems | 15 SEER N SERIES R410A HP | KEEPRITE | NXH524GKA* |  | EHD4X30A** | *9MV*1002120A** | 24000 | 12.5 | 15.2 | 24000 | 8.5 | 14500 | 1 | HRCU-A-CB |  |  | 187 | 558 | Yes
4834552 | Active | Systems | 15 SEER N SERIES R410A HP | KEEPRITE | NXH524GKA* |  | EHD4X30A** | *9MV*1202422A** | 24000 | 12.7 | 15.5 | 24000 | 8.5 | 14500 | 1 | HRCU-A-CB |  |  | 183 | 558 | Yes
4834616 | Active | Systems | 15 SEER N SERIES R410A HP | KEEPRITE | NXH524GKA* |  | EHD4X30A** | *9MX*0601714A** | 23800 | 12.65 | 15.5 | 24000 | 8.5 | 14500 | 1 | HRCU-A-CB |  |  | 182 | 558 | Yes
5420444 | Active | Systems | 15 SEER N SERIES R410A HP | KEEPRITE | NXH524GKA* |  | EHD4X30A** | MV08**14C* | 24000 | 12.5 | 15.5 | 24000 | 8.5 | 14400 | 1 | HRCU-A-CB |  |  | 183 | 558 | Yes
5420445 | Active | Systems | 15 SEER N SERIES R410A HP | KEEPRITE | NXH524GKA* |  | EHD4X30A** | MV12**17C* | 24000 | 12.7 | 15.5 | 24000 | 8.5 | 14400 | 1 | HRCU-A-CB |  |  | 183 | 558 | Yes
3980520 | Active | Systems | 15 SEER N SERIES R410A HP | KEEPRITE | NXH524GKA* |  | EHD4X30A** | NOMV106D12* | 23800 | 12.5 | 15 | 24000 | 8.5 | 14400 | 1 | HRCU-A-CB |  |  | 188 | 558 | Yes
5686589 | Active | Systems | 15 SEER N SERIES R410A HP | KEEPRITE | NXH524GKA* |  | EHD4X30A** | OLV098A12* | 24000 | 12.5 | 15 | 24000 | 8.5 | 14600 | 1 | HRCU-A-CB |  |  | 189 | 558 | Yes
5686577 | Active | Systems | 15 SEER N SERIES R410A HP | KEEPRITE | NXH524GKA* |  | EHD4X30A** | OMV098J12* | 24000 | 12.5 | 15 | 24000 | 8.5 | 14600 | 1 | HRCU-A-CB |  |  | 189 | 558 | Yes
5420446 | Active | Systems | 15 SEER N SERIES R410A HP | KEEPRITE | NXH524GKA* |  | EHD4X36A** | MV08**14C* | 24000 | 12.7 | 15.5 | 24000 | 8.5 | 14400 | 1 | HRCU-A-CB |  |  | 183 | 558 | Yes
5420447 | Active | Systems | 15 SEER N SERIES R410A HP | KEEPRITE | NXH524GKA* |  | EHD4X36A** | MV12**17C* | 24000 | 12.7 | 15.5 | 24000 | 9 | 14500 | 1 | HRCU-A-CB |  |  | 183 | 527 | Yes
3980484 | Active | Systems | 15 SEER N SERIES R410A HP | KEEPRITE | NXH524GKA* |  | EN(A,D)4X24*14** | *8MV*0701412** | 23400 | 12.5 | 15 | 24000 | 8.5 | 14400 | 1 | HRCU-A-CB |  |  | 185 | 558 | Yes
3980487 | Active | Systems | 15 SEER N SERIES R410A HP | KEEPRITE | NXH524GKA* |  | EN(A,D)4X24*17** | *8MV*0901716** | 23400 | 12.5 | 15 | 24000 | 8.5 | 14400 | 1 | HRCU-A-CB |  |  | 185 | 558 | Yes
3980514 | Active | Systems | 15 SEER N SERIES R410A HP | KEEPRITE | NXH524GKA* |  | EN(A,D)4X24*17** | NOMV106D12* | 23400 | 12.5 | 15 | 24000 | 8.5 | 14400 | 1 | HRCU-A-CB |  |  | 185 | 558 | Yes
3980489 | Active | Systems | 15 SEER N SERIES R410A HP | KEEPRITE | NXH524GKA* |  | EN(A,D)4X30*14** | *8MV*0701412** | 23400 | 12.5 | 15.5 | 24000 | 8.5 | 14400 | 1 | HRCU-A-CB |  |  | 179 | 558 | Yes
3980490 | Active | Systems | 15 SEER N SERIES R410A HP | KEEPRITE | NXH524GKA* |  | EN(A,D)4X30*14** | *8MX*0451408** | 23400 | 12.5 | 15.25 | 24000 | 8.5 | 14600 | 1 | HRCU-A-CB |  |  | 182 | 558 | Yes
5420431 | Active | Systems | 15 SEER N SERIES R410A HP | KEEPRITE | NXH524GKA* |  | EN(A,D)4X30*14** | MV08**14C* | 23800 | 12.5 | 15.2 | 24000 | 8.5 | 14400 | 1 | HRCU-A-CB |  |  | 185 | 558 | Yes
3980492 | Active | Systems | 15 SEER N SERIES R410A HP | KEEPRITE | NXH524GKA* |  | EN(A,D)4X30*17** | *8MV*0901716** | 23400 | 12.5 | 15.5 | 24000 | 8.5 | 14400 | 1 | HRCU-A-CB |  |  | 179 | 558 | Yes
4834579 | Active | Systems | 15 SEER N SERIES R410A HP | KEEPRITE | NXH524GKA* |  | EN(A,D)4X30*17** | *9MA*0601714A** | 23600 | 12.5 | 15.2 | 24000 | 8.5 | 14500 | 1 | HRCU-A-CB |  |  | 184 | 558 | Yes
4834580 | Active | Systems | 15 SEER N SERIES R410A HP | KEEPRITE | NXH524GKA* |  | EN(A,D)4X30*17** | *9MA*0801714A** | 23600 | 12.6 | 15.5 | 24000 | 8.5 | 14400 | 1 | HRCU-A-CB |  |  | 180 | 558 | Yes
4834523 | Active | Systems | 15 SEER N SERIES R410A HP | KEEPRITE | NXH524GKA* |  | EN(A,D)4X30*17** | *9MV*0601714A** | 23800 | 12.5 | 15.2 | 24000 | 8.5 | 14500 | 1 | HRCU-A-CB |  |  | 185 | 558 | Yes
4834524 | Active | Systems | 15 SEER N SERIES R410A HP | KEEPRITE | NXH524GKA* |  | EN(A,D)4X30*17** | *9MV*0801716A** | 24000 | 12.7 | 15.5 | 24000 | 8.5 | 14500 | 1 | HRCU-A-CB |  |  | 183 | 558 | Yes
4834582 | Active | Systems | 15 SEER N SERIES R410A HP | KEEPRITE | NXH524GKA* |  | EN(A,D)4X30*17** | *9MX*0601714A** | 23800 | 12.65 | 15.5 | 24000 | 8.5 | 14500 | 1 | HRCU-A-CB |  |  | 182 | 558 | Yes
5420432 | Active | Systems | 15 SEER N SERIES R410A HP | KEEPRITE | NXH524GKA* |  | EN(A,D)4X30*17** | MV08**14C* | 23800 | 12.5 | 15.2 | 24000 | 8.5 | 14300 | 1 | HRCU-A-CB |  |  | 185 | 558 | Yes
5420433 | Active | Systems | 15 SEER N SERIES R410A HP | KEEPRITE | NXH524GKA* |  | EN(A,D)4X30*17** | MV12**17C* | 24000 | 12.7 | 15.5 | 24000 | 8.5 | 14400 | 1 | HRCU-A-CB |  |  | 183 | 558 | Yes
3980515 | Active | Systems | 15 SEER N SERIES R410A HP | KEEPRITE | NXH524GKA* |  | EN(A,D)4X30*17** | NOMV106D12* | 23600 | 12.5 | 15 | 24000 | 8.5 | 14300 | 1 | HRCU-A-CB |  |  | 186 | 558 | Yes
5686532 | Active | Systems | 15 SEER N SERIES R410A HP | KEEPRITE | NXH524GKA* |  | EN(A,D)4X30*17** | OLV098A12* | 24000 | 12.5 | 15 | 24000 | 8.5 | 14500 | 1 | HRCU-A-CB |  |  | 189 | 558 | Yes
5686523 | Active | Systems | 15 SEER N SERIES R410A HP | KEEPRITE | NXH524GKA* |  | EN(A,D)4X30*17** | OMV098J12* | 24000 | 12.5 | 15 | 24000 | 8.5 | 14600 | 1 | HRCU-A-CB |  |  | 189 | 558 | Yes
5420436 | Active | Systems | 15 SEER N SERIES R410A HP | KEEPRITE | NXH524GKA* |  | EN(A,D)4X36*21** | MV12**17C* | 24000 | 12.7 | 15.5 | 24000 | 8.5 | 14400 | 1 | HRCU-A-CB |  |  | 183 | 558 | Yes
5420434 | Active | Systems | 15 SEER N SERIES R410A HP | KEEPRITE | NXH524GKA* |  | EN(A,D,W)4X36*17** | MV08**14C* | 23800 | 12.5 | 15.2 | 24000 | 8.5 | 14300 | 1 | HRCU-A-CB |  |  | 185 | 558 | Yes
5420435 | Active | Systems | 15 SEER N SERIES R410A HP | KEEPRITE | NXH524GKA* |  | EN(A,D,W)4X36*17** | MV12**17C* | 24000 | 12.7 | 15.5 | 24000 | 8.5 | 14400 | 1 | HRCU-A-CB |  |  | 183 | 558 | Yes
3980494 | Active | Systems | 15 SEER N SERIES R410A HP | KEEPRITE | NXH524GKA* |  | ENH4X24*17** | *8MV*0701412** | 23400 | 12.5 | 15 | 24000 | 8.5 | 14400 | 1 | HRCU-A-CB |  |  | 185 | 558 | Yes
3980495 | Active | Systems | 15 SEER N SERIES R410A HP | KEEPRITE | NXH524GKA* |  | ENH4X24*17** | *8MV*0901716** | 23400 | 12.5 | 15 | 24000 | 8.5 | 14400 | 1 | HRCU-A-CB |  |  | 185 | 558 | Yes
3980496 | Active | Systems | 15 SEER N SERIES R410A HP | KEEPRITE | NXH524GKA* |  | ENH4X24*17** | *8MV*1102120** | 23400 | 12.5 | 15 | 24000 | 8.5 | 14500 | 1 | HRCU-A-CB |  |  | 185 | 558 | Yes
3980497 | Active | Systems | 15 SEER N SERIES R410A HP | KEEPRITE | NXH524GKA* |  | ENH4X24*17** | *8MV*1352422** | 23400 | 12.5 | 15 | 24000 | 8.5 | 14400 | 1 | HRCU-A-CB |  |  | 185 | 558 | Yes
4834590 | Active | Systems | 15 SEER N SERIES R410A HP | KEEPRITE | NXH524GKA* |  | ENH4X24*17** | *9MA*1202422A** | 23600 | 12.5 | 15.2 | 24000 | 8.5 | 14500 | 1 | HRCU-A-CB |  |  | 184 | 558 | Yes
4834532 | Active | Systems | 15 SEER N SERIES R410A HP | KEEPRITE | NXH524GKA* |  | ENH4X24*17** | *9MV*1202422A** | 23400 | 12.5 | 15.2 | 24000 | 8.5 | 14400 | 1 | HRCU-A-CB |  |  | 182 | 558 | Yes
3980517 | Active | Systems | 15 SEER N SERIES R410A HP | KEEPRITE | NXH524GKA* |  | ENH4X24*17** | NOMV106D12* | 23400 | 12.5 | 15 | 24000 | 8.5 | 14400 | 1 | HRCU-A-CB |  |  | 185 | 558 | Yes
3980500 | Active | Systems | 15 SEER N SERIES R410A HP | KEEPRITE | NXH524GKA* |  | ENH4X30*17** | *8MV*0701412** | 23400 | 12.5 | 15.5 | 24000 | 8.5 | 14400 | 1 | HRCU-A-CB |  |  | 179 | 558 | Yes
3980501 | Active | Systems | 15 SEER N SERIES R410A HP | KEEPRITE | NXH524GKA* |  | ENH4X30*17** | *8MV*0901716** | 23400 | 12.5 | 15.5 | 24000 | 8.5 | 14400 | 1 | HRCU-A-CB |  |  | 179 | 558 | Yes
3980502 | Active | Systems | 15 SEER N SERIES R410A HP | KEEPRITE | NXH524GKA* |  | ENH4X30*17** | *8MV*1102120** | 23400 | 12.5 | 15.5 | 24000 | 8.5 | 14400 | 1 | HRCU-A-CB |  |  | 179 | 558 | Yes
3980503 | Active | Systems | 15 SEER N SERIES R410A HP | KEEPRITE | NXH524GKA* |  | ENH4X30*17** | *8MV*1352422** | 23400 | 12.5 | 15.5 | 24000 | 8.5 | 14400 | 1 | HRCU-A-CB |  |  | 179 | 558 | Yes
3980504 | Active | Systems | 15 SEER N SERIES R410A HP | KEEPRITE | NXH524GKA* |  | ENH4X30*17** | *8MX*0451408** | 23400 | 12.5 | 15.25 | 24000 | 8.5 | 14600 | 1 | HRCU-A-CB |  |  | 182 | 558 | Yes
4834593 | Active | Systems | 15 SEER N SERIES R410A HP | KEEPRITE | NXH524GKA* |  | ENH4X30*17** | *9MA*0601714A** | 23600 | 12.5 | 15.2 | 24000 | 8.5 | 14500 | 1 | HRCU-A-CB |  |  | 184 | 558 | Yes
4834594 | Active | Systems | 15 SEER N SERIES R410A HP | KEEPRITE | NXH524GKA* |  | ENH4X30*17** | *9MA*0801714A** | 23600 | 12.6 | 15.5 | 24000 | 8.5 | 14400 | 1 | HRCU-A-CB |  |  | 180 | 558 | Yes
4834596 | Active | Systems | 15 SEER N SERIES R410A HP | KEEPRITE | NXH524GKA* |  | ENH4X30*17** | *9MA*1202422A** | 23800 | 12.7 | 15.5 | 24000 | 8.5 | 14500 | 1 | HRCU-A-CB |  |  | 182 | 558 | Yes
4834534 | Active | Systems | 15 SEER N SERIES R410A HP | KEEPRITE | NXH524GKA* |  | ENH4X30*17** | *9MV*0601714A** | 23800 | 12.5 | 15.2 | 24000 | 8.5 | 14500 | 1 | HRCU-A-CB |  |  | 185 | 558 | Yes
4834535 | Active | Systems | 15 SEER N SERIES R410A HP | KEEPRITE | NXH524GKA* |  | ENH4X30*17** | *9MV*0801716A** | 24000 | 12.7 | 15.5 | 24000 | 8.5 | 14500 | 1 | HRCU-A-CB |  |  | 183 | 558 | Yes
4834537 | Active | Systems | 15 SEER N SERIES R410A HP | KEEPRITE | NXH524GKA* |  | ENH4X30*17** | *9MV*1202422A** | 24000 | 12.7 | 15.5 | 24000 | 8.5 | 14500 | 1 | HRCU-A-CB |  |  | 183 | 558 | Yes
4834598 | Active | Systems | 15 SEER N SERIES R410A HP | KEEPRITE | NXH524GKA* |  | ENH4X30*17** | *9MX*0601714A** | 23800 | 12.65 | 15.5 | 24000 | 8.5 | 14500 | 1 | HRCU-A-CB |  |  | 182 | 558 | Yes
5420438 | Active | Systems | 15 SEER N SERIES R410A HP | KEEPRITE | NXH524GKA* |  | ENH4X30*17** | MV08**14C* | 23800 | 12.5 | 15.2 | 24000 | 8.5 | 14400 | 1 | HRCU-A-CB |  |  | 185 | 558 | Yes
5420439 | Active | Systems | 15 SEER N SERIES R410A HP | KEEPRITE | NXH524GKA* |  | ENH4X30*17** | MV12**17C* | 24000 | 12.7 | 15.5 | 24000 | 8.5 | 14400 | 1 | HRCU-A-CB |  |  | 183 | 558 | Yes
3980518 | Active | Systems | 15 SEER N SERIES R410A HP | KEEPRITE | NXH524GKA* |  | ENH4X30*17** | NOMV106D12* | 23600 | 12.5 | 15 | 24000 | 8.5 | 14300 | 1 | HRCU-A-CB |  |  | 186 | 558 | Yes
5686561 | Active | Systems | 15 SEER N SERIES R410A HP | KEEPRITE | NXH524GKA* |  | ENH4X30*17** | OLV098A12* | 24000 | 12.5 | 15 | 24000 | 8.5 | 14500 | 1 | HRCU-A-CB |  |  | 189 | 558 | Yes
5686554 | Active | Systems | 15 SEER N SERIES R410A HP | KEEPRITE | NXH524GKA* |  | ENH4X30*17** | OMV098J12* | 24000 | 12.5 | 15 | 24000 | 8.5 | 14600 | 1 | HRCU-A-CB |  |  | 189 | 558 | Yes
5420440 | Active | Systems | 15 SEER N SERIES R410A HP | KEEPRITE | NXH524GKA* |  | ENH4X36*17** | MV08**14C* | 23800 | 12.5 | 15.2 | 24000 | 8.5 | 14300 | 1 | HRCU-A-CB |  |  | 185 | 558 | Yes
5420441 | Active | Systems | 15 SEER N SERIES R410A HP | KEEPRITE | NXH524GKA* |  | ENH4X36*17** | MV12**17C* | 24000 | 12.7 | 15.5 | 24000 | 8.5 | 14400 | 1 | HRCU-A-CB |  |  | 183 | 558 | Yes
3693035 | Active | Systems | 15 SEER N SERIES R410A HP | KEEPRITE | NXH524GKA* |  | FEM4P30**A*+TXV |  | 24000 | 12.5 | 15 | 24000 | 8.5 | 14700 | 1 | HRCU-A-CB |  |  | 189 | 558 | Yes
3653093 | Active | Systems | 15 SEER N SERIES R410A HP | KEEPRITE | NXH524GKA* |  | FVM4X24**** |  | 24000 | 12.5 | 15.75 | 24000 | 9 | 14400 | 1 | HRCU-A-CB |  |  | 180 | 527 | Yes
4385625 | Active | Systems | 15 SEER N SERIES R410A HP | KEEPRITE | NXH524GKA* |  | FVM4X36**** |  | 24000 | 12.5 | 16 | 24000 | 9 | 14400 | 1 | HRCU-A-CB |  |  | 178 | 527 | Yes
3670828 | Active | Systems | 15 SEER N SERIES R410A HP | KEEPRITE | NXH524GKA* |  | FXM4X24**A* |  | 24000 | 12.5 | 15.25 | 24000 | 8.7 | 14700 | 1 | HRCU-A-CB | Yes |  | 186 | 545 | Yes
3670835 | Active | Systems | 15 SEER N SERIES R410A HP | KEEPRITE | NXH524GKA* |  | FXM4X30**A* |  | 24000 | 12.5 | 15 | 24000 | 8.5 | 14500 | 1 | HRCU-A-CB |  |  | 189 | 558 | Yes
5375079 | Active | Systems | 15 SEER N SERIES R410A HP | KEEPRITE | NXH530GKA* |  | EA*4X36*21A* | *9MA*1002122A** | 28400 | 12.5 | 15 | 27800 | 8.5 | 16800 | 1 | HRCU-A-CB |  |  | 224 | 669 | Yes
5375080 | Active | Systems | 15 SEER N SERIES R410A HP | KEEPRITE | NXH530GKA* |  | EA*4X36*21A* | *9MV*0802120A** | 28200 | 12.5 | 15 | 27800 | 8.5 | 16800 | 1 | HRCU-A-CB |  |  | 223 | 669 | Yes
5420626 | Active | Systems | 15 SEER N SERIES R410A HP | KEEPRITE | NXH530GKA* |  | EA*4X36*21A* | MV12**17C* | 28200 | 12.5 | 15 | 27800 | 8.5 | 16600 | 1 | HRCU-A-CB |  |  | 223 | 669 | Yes
5420627 | Active | Systems | 15 SEER N SERIES R410A HP | KEEPRITE | NXH530GKA* |  | EA*4X42*21A* | MV12**17C* | 28400 | 12.7 | 15 | 27800 | 8.5 | 16700 | 1 | HRCU-A-CB |  |  | 224 | 669 | Yes
3980861 | Discontinued | Systems | 15 SEER N SERIES R410A HP | KEEPRITE | NXH530GKA* |  | ED*4X36F** | *8MV*0901716** | 28000 | 12.5 | 15.25 | 27600 | 8.5 | 16600 | 1 | HRCU-A-CB |  |  | 217 | 669 | Yes
3980863 | Discontinued | Systems | 15 SEER N SERIES R410A HP | KEEPRITE | NXH530GKA* |  | ED*4X36J** | *8MV*1102120** | 28000 | 12.5 | 15 | 27800 | 8.5 | 16700 | 1 | HRCU-A-CB |  |  | 221 | 669 | Yes
3980864 | Discontinued | Systems | 15 SEER N SERIES R410A HP | KEEPRITE | NXH530GKA* |  | ED*4X36J** | *8MX*0902116** | 28200 | 12.5 | 15 | 28000 | 8.5 | 16900 | 1 | HRCU-A-CB |  |  | 223 | 669 | Yes
4835484 | Discontinued | Systems | 15 SEER N SERIES R410A HP | KEEPRITE | NXH530GKA* |  | ED*4X36J** | *9MV*1202422A** | 28400 | 12.5 | 15.2 | 28000 | 8.5 | 16800 | 1 | HRCU-A-CB |  |  | 221 | 669 | Yes
4106618 | Discontinued | Systems | 15 SEER N SERIES R410A HP | KEEPRITE | NXH530GKA* |  | ED*4X36J** | OLV112A16A | 28400 | 12.5 | 15 | 28000 | 8.5 | 16900 | 1 | HRCU-A-CB |  |  | 224 | 669 | Yes
3980897 | Active | Systems | 15 SEER N SERIES R410A HP | KEEPRITE | NXH530GKA* |  | EHD4X36A** | *8MV*0901716** | 28000 | 12.5 | 15.25 | 27800 | 8.5 | 16800 | 1 | HRCU-A-CB |  |  | 217 | 669 | Yes
3980898 | Active | Systems | 15 SEER N SERIES R410A HP | KEEPRITE | NXH530GKA* |  | EHD4X36A** | *8MV*1102120** | 28000 | 12.5 | 15 | 28000 | 8.5 | 16800 | 1 | HRCU-A-CB |  |  | 221 | 669 | Yes
3980901 | Active | Systems | 15 SEER N SERIES R410A HP | KEEPRITE | NXH530GKA* |  | EHD4X36A** | *8MX*0902116** | 28200 | 12.5 | 15 | 28200 | 8.5 | 17000 | 1 | HRCU-A-CB |  |  | 223 | 669 | Yes
4835598 | Active | Systems | 15 SEER N SERIES R410A HP | KEEPRITE | NXH530GKA* |  | EHD4X36A** | *9MA*0801714A** | 28600 | 12.5 | 15 | 28200 | 8.5 | 17000 | 1 | HRCU-A-CB |  |  | 226 | 669 | Yes
5375093 | Active | Systems | 15 SEER N SERIES R410A HP | KEEPRITE | NXH530GKA* |  | EHD4X36A** | *9MA*0802120A** | 28600 | 12.5 | 15 | 28000 | 8.5 | 16900 | 1 | HRCU-A-CB |  |  | 226 | 669 | Yes
5375094 | Active | Systems | 15 SEER N SERIES R410A HP | KEEPRITE | NXH530GKA* |  | EHD4X36A** | *9MA*1002122A** | 28800 | 12.7 | 15 | 28200 | 8.5 | 16900 | 1 | HRCU-A-CB |  |  | 227 | 669 | Yes
4835600 | Active | Systems | 15 SEER N SERIES R410A HP | KEEPRITE | NXH530GKA* |  | EHD4X36A** | *9MA*1202422A** | 28800 | 12.5 | 15.2 | 28000 | 8.5 | 16900 | 1 | HRCU-A-CB |  |  | 224 | 669 | Yes
4835523 | Active | Systems | 15 SEER N SERIES R410A HP | KEEPRITE | NXH530GKA* |  | EHD4X36A** | *9MV*0801716A** | 28600 | 12.5 | 15 | 28200 | 8.5 | 16900 | 1 | HRCU-A-CB |  |  | 226 | 669 | Yes
5375095 | Active | Systems | 15 SEER N SERIES R410A HP | KEEPRITE | NXH530GKA* |  | EHD4X36A** | *9MV*0802120A** | 28600 | 12.7 | 15 | 28000 | 8.5 | 16800 | 1 | HRCU-A-CB |  |  | 226 | 669 | Yes
5375096 | Active | Systems | 15 SEER N SERIES R410A HP | KEEPRITE | NXH530GKA* |  | EHD4X36A** | *9MV*1002120A** | 28400 | 12.5 | 15 | 27800 | 8.5 | 16700 | 1 | HRCU-A-CB |  |  | 224 | 669 | Yes
4835525 | Active | Systems | 15 SEER N SERIES R410A HP | KEEPRITE | NXH530GKA* |  | EHD4X36A** | *9MV*1202422A** | 28800 | 12.5 | 15.2 | 28000 | 8.5 | 16900 | 1 | HRCU-A-CB |  |  | 224 | 669 | Yes
5420644 | Active | Systems | 15 SEER N SERIES R410A HP | KEEPRITE | NXH530GKA* |  | EHD4X36A** | MV08**14C* | 28400 | 12.7 | 15 | 27800 | 8.5 | 16700 | 1 | HRCU-A-CB |  |  | 224 | 669 | Yes
5420645 | Active | Systems | 15 SEER N SERIES R410A HP | KEEPRITE | NXH530GKA* |  | EHD4X36A** | MV12**17C* | 28800 | 12.7 | 15.2 | 28000 | 8.5 | 16800 | 1 | HRCU-A-CB |  |  | 224 | 669 | Yes
5686711 | Active | Systems | 15 SEER N SERIES R410A HP | KEEPRITE | NXH530GKA* |  | EHD4X36A** | OLV098A12* | 28600 | 12.5 | 15 | 28200 | 8.5 | 17000 | 1 | HRCU-A-CB |  |  | 226 | 669 | Yes
4106849 | Active | Systems | 15 SEER N SERIES R410A HP | KEEPRITE | NXH530GKA* |  | EHD4X36A** | OLV112A16A | 28800 | 12.5 | 15 | 28200 | 8.5 | 17100 | 1 | HRCU-A-CB |  |  | 227 | 669 | Yes
4106842 | Active | Systems | 15 SEER N SERIES R410A HP | KEEPRITE | NXH530GKA* |  | EHD4X36A** | OMV112K14A | 28800 | 12.5 | 15 | 28000 | 8.5 | 16900 | 1 | HRCU-A-CB |  |  | 227 | 669 | Yes
5420646 | Active | Systems | 15 SEER N SERIES R410A HP | KEEPRITE | NXH530GKA* |  | EHD4X42A** | MV08**14C* | 28600 | 12.7 | 15.2 | 27800 | 8.5 | 16700 | 1 | HRCU-A-CB |  |  | 223 | 669 | Yes
5420647 | Active | Systems | 15 SEER N SERIES R410A HP | KEEPRITE | NXH530GKA* |  | EHD4X42A** | MV12**17C* | 28800 | 12.7 | 15.2 | 28000 | 8.5 | 16800 | 1 | HRCU-A-CB |  |  | 224 | 669 | Yes
3980874 | Active | Systems | 15 SEER N SERIES R410A HP | KEEPRITE | NXH530GKA* |  | EN(A,D)4X36*21** | *8MV*1102120** | 28000 | 12.5 | 15 | 27800 | 8.5 | 16700 | 1 | HRCU-A-CB |  |  | 221 | 669 | Yes
3980875 | Active | Systems | 15 SEER N SERIES R410A HP | KEEPRITE | NXH530GKA* |  | EN(A,D)4X36*21** | *8MX*0902116** | 28200 | 12.5 | 15 | 28000 | 8.5 | 16900 | 1 | HRCU-A-CB |  |  | 223 | 669 | Yes
3980871 | Active | Systems | 15 SEER N SERIES R410A HP | KEEPRITE | NXH530GKA* |  | EN(A,D,W)4X36*17** | *8MV*0901716** | 28000 | 12.5 | 15.25 | 27600 | 8.5 | 16700 | 1 | HRCU-A-CB |  |  | 217 | 669 | Yes
5420636 | Active | Systems | 15 SEER N SERIES R410A HP | KEEPRITE | NXH530GKA* |  | EN(A,D,W)4X42*21** | MV12**17C* | 28400 | 12.5 | 15 | 27800 | 8.5 | 16700 | 1 | HRCU-A-CB |  |  | 224 | 669 | Yes
5420634 | Active | Systems | 15 SEER N SERIES R410A HP | KEEPRITE | NXH530GKA* |  | END4X42*17** | MV08**14C* | 28400 | 12.7 | 15 | 27800 | 8.5 | 16700 | 1 | HRCU-A-CB |  |  | 224 | 669 | Yes
5420635 | Active | Systems | 15 SEER N SERIES R410A HP | KEEPRITE | NXH530GKA* |  | END4X42*17** | MV12**17C* | 28600 | 12.7 | 15 | 28000 | 8.5 | 16800 | 1 | HRCU-A-CB |  |  | 226 | 669 | Yes
3980885 | Active | Systems | 15 SEER N SERIES R410A HP | KEEPRITE | NXH530GKA* |  | ENH4X36*17** | *8MV*0901716** | 28000 | 12.5 | 15.25 | 27600 | 8.5 | 16700 | 1 | HRCU-A-CB |  |  | 217 | 669 | Yes
3980886 | Active | Systems | 15 SEER N SERIES R410A HP | KEEPRITE | NXH530GKA* |  | ENH4X36*17** | *8MV*1102120** | 28000 | 12.5 | 15 | 27800 | 8.5 | 16700 | 1 | HRCU-A-CB |  |  | 221 | 669 | Yes
3980889 | Active | Systems | 15 SEER N SERIES R410A HP | KEEPRITE | NXH530GKA* |  | ENH4X36*17** | *8MX*0902116** | 28200 | 12.5 | 15 | 28000 | 8.5 | 16900 | 1 | HRCU-A-CB |  |  | 223 | 669 | Yes
5420641 | Active | Systems | 15 SEER N SERIES R410A HP | KEEPRITE | NXH530GKA* |  | ENH4X42*21** | MV12**17C* | 28400 | 12.5 | 15 | 27800 | 8.5 | 16700 | 1 | HRCU-A-CB |  |  | 224 | 669 | Yes
3653100 | Active | Systems | 15 SEER N SERIES R410A HP | KEEPRITE | NXH530GKA* |  | FVM4X24**** |  | 28200 | 12.5 | 15 | 27800 | 8.5 | 16800 | 1 | HRCU-A-CB |  |  | 223 | 669 | Yes
3653114 | Active | Systems | 15 SEER N SERIES R410A HP | KEEPRITE | NXH530GKA* |  | FVM4X36**** |  | 28400 | 12.5 | 15.5 | 27600 | 8.5 | 16600 | 1 | HRCU-A-CB |  |  | 217 | 669 | Yes
3670758 | Active | Systems | 15 SEER N SERIES R410A HP | KEEPRITE | NXH530GKA* |  | FVM4X48**** |  | 29000 | 12.5 | 15.5 | 27600 | 8.7 | 16800 | 1 | HRCU-A-CB |  |  | 222 | 654 | Yes
3670842 | Active | Systems | 15 SEER N SERIES R410A HP | KEEPRITE | NXH530GKA* |  | FXM4X30**A* |  | 28800 | 12.5 | 15.25 | 28200 | 8.5 | 17000 | 1 | HRCU-A-CB | Yes |  | 224 | 669 | Yes
3670849 | Active | Systems | 15 SEER N SERIES R410A HP | KEEPRITE | NXH530GKA* |  | FXM4X36**A* |  | 28800 | 12.5 | 15.5 | 27800 | 8.5 | 16700 | 1 | HRCU-A-CB |  |  | 220 | 669 | Yes
5420922 | Active | Systems | 15 SEER N SERIES R410A HP | KEEPRITE | NXH536GKA* |  | EHD4X48A** | MV16**21C* | 34800 | 12.5 | 15 | 34400 | 8.5 | 21200 | 1 | HRCU-A-CB |  |  | 275 | 781 | Yes
5420923 | Active | Systems | 15 SEER N SERIES R410A HP | KEEPRITE | NXH536GKA* |  | EHD4X48A** | MV20**24C* | 34600 | 12.5 | 15 | 34200 | 8.5 | 21200 | 1 | HRCU-A-CB |  |  | 273 | 781 | Yes
5420904 | Active | Systems | 15 SEER N SERIES R410A HP | KEEPRITE | NXH536GKA* |  | EN(A,D)4X48*24** | MV16**21C* | 34600 | 12.5 | 15 | 34200 | 8.5 | 21200 | 1 | HRCU-A-CB |  |  | 273 | 781 | Yes
5420905 | Active | Systems | 15 SEER N SERIES R410A HP | KEEPRITE | NXH536GKA* |  | EN(A,D)4X48*24** | MV20**24C* | 34400 | 12.5 | 15 | 34200 | 8.5 | 21000 | 1 | HRCU-A-CB |  |  | 272 | 781 | Yes
5420903 | Active | Systems | 15 SEER N SERIES R410A HP | KEEPRITE | NXH536GKA* |  | EN(A,D,W)4X48*21** | MV16**21C* | 34600 | 12.5 | 15 | 34200 | 8.5 | 21200 | 1 | HRCU-A-CB |  |  | 273 | 781 | Yes
5420911 | Active | Systems | 15 SEER N SERIES R410A HP | KEEPRITE | NXH536GKA* |  | ENH4X48*21** | MV16**21C* | 34600 | 12.5 | 15 | 34200 | 8.5 | 21200 | 1 | HRCU-A-CB |  |  | 273 | 781 | Yes
3670744 | Active | Systems | 15 SEER N SERIES R410A HP | KEEPRITE | NXH536GKA* |  | FVM4X36**** |  | 33800 | 12.5 | 15 | 33800 | 8.5 | 20800 | 1 | HRCU-A-CB |  |  | 267 | 781 | Yes
3670765 | Active | Systems | 15 SEER N SERIES R410A HP | KEEPRITE | NXH536GKA* |  | FVM4X48**** |  | 35000 | 12.5 | 15 | 34400 | 8.6 | 21200 | 1 | HRCU-A-CB |  |  | 276 | 772 | Yes
3670786 | Active | Systems | 15 SEER N SERIES R410A HP | KEEPRITE | NXH536GKA* |  | FVM4X60**** |  | 35400 | 13 | 15.5 | 34000 | 9 | 21200 | 1 | HRCU-A-CB |  |  | 270 | 737 | Yes
3670856 | Active | Systems | 15 SEER N SERIES R410A HP | KEEPRITE | NXH536GKA* |  | FXM4X36**A* |  | 34800 | 12.5 | 15 | 34600 | 8.5 | 21400 | 1 | HRCU-A-CB | Yes |  | 275 | 781 | Yes
5377207 | Active | Systems | 15 SEER N SERIES R410A HP | KEEPRITE | NXH537GKA* |  | EA*4X42*24A* | *9MX*1002120A** | 35400 | 12.5 | 15 | 35400 | 8.5 | 21400 | 1 | HRCU-A-CB |  |  | 279 | 781 | Yes
5421193 | Active | Systems | 15 SEER N SERIES R410A HP | KEEPRITE | NXH537GKA* |  | EA*4X48*17A* | MV08**14C* | 35400 | 12.7 | 15.5 | 35000 | 8.5 | 21200 | 1 | HRCU-A-CB |  |  | 270 | 781 | Yes
5421194 | Active | Systems | 15 SEER N SERIES R410A HP | KEEPRITE | NXH537GKA* |  | EA*4X48*17A* | MV12**17C* | 35600 | 13 | 15.5 | 35200 | 8.5 | 21200 | 1 | HRCU-A-CB |  |  | 272 | 781 | Yes
5421195 | Active | Systems | 15 SEER N SERIES R410A HP | KEEPRITE | NXH537GKA* |  | EA*4X48*21A* | MV12**17C* | 35400 | 13 | 15.5 | 35000 | 8.5 | 21000 | 1 | HRCU-A-CB |  |  | 270 | 781 | Yes
5421196 | Active | Systems | 15 SEER N SERIES R410A HP | KEEPRITE | NXH537GKA* |  | EA*4X48*21A* | MV16**21C* | 35400 | 13 | 15.5 | 35000 | 8.5 | 21000 | 1 | HRCU-A-CB |  |  | 270 | 781 | Yes
5421197 | Active | Systems | 15 SEER N SERIES R410A HP | KEEPRITE | NXH537GKA* |  | EA*4X48*24A* | MV16**21C* | 35400 | 13 | 15.5 | 35000 | 8.5 | 21000 | 1 | HRCU-A-CB |  |  | 270 | 781 | Yes
5421198 | Active | Systems | 15 SEER N SERIES R410A HP | KEEPRITE | NXH537GKA* |  | EA*4X48*24A* | MV20**24C* | 35200 | 13 | 15.5 | 34800 | 8.5 | 20800 | 1 | HRCU-A-CB |  |  | 269 | 781 | Yes
4107451 | Discontinued | Systems | 15 SEER N SERIES R410A HP | KEEPRITE | NXH537GKA* |  | ED*4X42F** | OLV112A16A | 34600 | 12.5 | 15 | 35200 | 8.5 | 21400 | 1 | HRCU-A-CB |  |  | 273 | 781 | Yes
4107458 | Discontinued | Systems | 15 SEER N SERIES R410A HP | KEEPRITE | NXH537GKA* |  | ED*4X42J** | OLV112A16A | 34800 | 12.5 | 15 | 35000 | 8.5 | 21200 | 1 | HRCU-A-CB |  |  | 275 | 781 | Yes
4107465 | Discontinued | Systems | 15 SEER N SERIES R410A HP | KEEPRITE | NXH537GKA* |  | ED*4X42L** | OLV112A16A | 34800 | 12.5 | 15 | 35000 | 8.5 | 21200 | 1 | HRCU-A-CB |  |  | 275 | 781 | Yes
4107472 | Discontinued | Systems | 15 SEER N SERIES R410A HP | KEEPRITE | NXH537GKA* |  | ED*4X42L** | OLV154F20A | 35600 | 12.5 | 15 | 35400 | 8.5 | 21400 | 1 | HRCU-A-CB |  |  | 281 | 781 | Yes
3975244 | Active | Systems | 15 SEER N SERIES R410A HP | KEEPRITE | NXH537GKA* |  | EHD4X36A** | *8MV*0901716** | 34800 | 12.5 | 15 | 34800 | 8.5 | 21000 | 1 | HRCU-A-CB |  |  | 275 | 781 | Yes
3975245 | Active | Systems | 15 SEER N SERIES R410A HP | KEEPRITE | NXH537GKA* |  | EHD4X36A** | *8MV*1102120** | 35000 | 12.5 | 15 | 35000 | 8.5 | 21000 | 1 | HRCU-A-CB |  |  | 276 | 781 | Yes
3975246 | Active | Systems | 15 SEER N SERIES R410A HP | KEEPRITE | NXH537GKA* |  | EHD4X36A** | *8MV*1352422** | 35000 | 12.5 | 15 | 34800 | 8.5 | 21000 | 1 | HRCU-A-CB |  |  | 276 | 781 | Yes
3975249 | Active | Systems | 15 SEER N SERIES R410A HP | KEEPRITE | NXH537GKA* |  | EHD4X36A** | *8MX*0902116** | 35200 | 12.5 | 15 | 35000 | 8.5 | 21000 | 1 | HRCU-A-CB |  |  | 278 | 781 | Yes
3975250 | Active | Systems | 15 SEER N SERIES R410A HP | KEEPRITE | NXH537GKA* |  | EHD4X36A** | *8MX*1102120** | 35200 | 13 | 15 | 35200 | 8.5 | 21200 | 1 | HRCU-A-CB |  |  | 278 | 781 | Yes
5377231 | Active | Systems | 15 SEER N SERIES R410A HP | KEEPRITE | NXH537GKA* |  | EHD4X36A** | *9MX*1002120A** | 35600 | 12.5 | 15 | 35600 | 8.5 | 21600 | 1 | HRCU-A-CB |  |  | 281 | 781 | Yes
5421217 | Active | Systems | 15 SEER N SERIES R410A HP | KEEPRITE | NXH537GKA* |  | EHD4X36A** | MV12**17C* | 35400 | 12.7 | 15.5 | 35000 | 8.5 | 21000 | 1 | HRCU-A-CB |  |  | 270 | 781 | Yes
5421218 | Active | Systems | 15 SEER N SERIES R410A HP | KEEPRITE | NXH537GKA* |  | EHD4X36A** | MV16**21C* | 35400 | 13 | 15.5 | 35000 | 8.5 | 21000 | 1 | HRCU-A-CB |  |  | 270 | 781 | Yes
5421219 | Active | Systems | 15 SEER N SERIES R410A HP | KEEPRITE | NXH537GKA* |  | EHD4X36A** | MV20**24C* | 35200 | 13 | 15.5 | 34800 | 8.5 | 21000 | 1 | HRCU-A-CB |  |  | 269 | 781 | Yes
4107738 | Active | Systems | 15 SEER N SERIES R410A HP | KEEPRITE | NXH537GKA* |  | EHD4X36A** | OLV112A16A | 35200 | 12.5 | 15 | 35400 | 8.5 | 21400 | 1 | HRCU-A-CB |  |  | 278 | 781 | Yes
4107745 | Active | Systems | 15 SEER N SERIES R410A HP | KEEPRITE | NXH537GKA* |  | EHD4X36A** | OLV154F20A | 36000 | 12.5 | 15 | 35800 | 8.5 | 21600 | 1 | HRCU-A-CB |  |  | 284 | 781 | Yes
4107731 | Active | Systems | 15 SEER N SERIES R410A HP | KEEPRITE | NXH537GKA* |  | EHD4X36A** | OMV112K14A | 35000 | 12.5 | 15 | 35000 | 8.5 | 21200 | 1 | HRCU-A-CB |  |  | 276 | 781 | Yes
3975251 | Active | Systems | 15 SEER N SERIES R410A HP | KEEPRITE | NXH537GKA* |  | EHD4X42A** | *8MV*0701412** | 35000 | 12.5 | 15 | 35000 | 8.5 | 21200 | 1 | HRCU-A-CB |  |  | 276 | 781 | Yes
3975252 | Active | Systems | 15 SEER N SERIES R410A HP | KEEPRITE | NXH537GKA* |  | EHD4X42A** | *8MV*0901716** | 35000 | 13 | 15 | 35000 | 8.5 | 21000 | 1 | HRCU-A-CB |  |  | 276 | 781 | Yes
3975253 | Active | Systems | 15 SEER N SERIES R410A HP | KEEPRITE | NXH537GKA* |  | EHD4X42A** | *8MV*1102120** | 35200 | 13 | 15 | 35000 | 8.5 | 21000 | 1 | HRCU-A-CB |  |  | 278 | 781 | Yes
3975254 | Active | Systems | 15 SEER N SERIES R410A HP | KEEPRITE | NXH537GKA* |  | EHD4X42A** | *8MV*1352422** | 35200 | 13 | 15 | 35000 | 8.5 | 21000 | 1 | HRCU-A-CB |  |  | 278 | 781 | Yes
3975257 | Active | Systems | 15 SEER N SERIES R410A HP | KEEPRITE | NXH537GKA* |  | EHD4X42A** | *8MX*0701716** | 35200 | 12.5 | 15 | 35400 | 8.5 | 21400 | 1 | HRCU-A-CB |  |  | 278 | 781 | Yes
3975258 | Active | Systems | 15 SEER N SERIES R410A HP | KEEPRITE | NXH537GKA* |  | EHD4X42A** | *8MX*0902116** | 35400 | 13 | 15 | 35200 | 8.5 | 21200 | 1 | HRCU-A-CB |  |  | 279 | 781 | Yes
3975259 | Active | Systems | 15 SEER N SERIES R410A HP | KEEPRITE | NXH537GKA* |  | EHD4X42A** | *8MX*1102120** | 35600 | 13 | 15 | 35200 | 8.5 | 21200 | 1 | HRCU-A-CB |  |  | 281 | 781 | Yes
4848652 | Active | Systems | 15 SEER N SERIES R410A HP | KEEPRITE | NXH537GKA* |  | EHD4X42A** | *9MV*0801716A** | 35400 | 12.5 | 15.2 | 35400 | 8.5 | 21200 | 1 | HRCU-A-CB |  |  | 276 | 781 | Yes
4848654 | Active | Systems | 15 SEER N SERIES R410A HP | KEEPRITE | NXH537GKA* |  | EHD4X42A** | *9MV*1202422A** | 35400 | 12.7 | 15.5 | 35000 | 8.5 | 21000 | 1 | HRCU-A-CB |  |  | 270 | 781 | Yes
5377237 | Active | Systems | 15 SEER N SERIES R410A HP | KEEPRITE | NXH537GKA* |  | EHD4X42A** | *9MX*1002120A** | 36000 | 12.7 | 15.2 | 35600 | 8.5 | 21600 | 1 | HRCU-A-CB |  |  | 280 | 781 | Yes
5421220 | Active | Systems | 15 SEER N SERIES R410A HP | KEEPRITE | NXH537GKA* |  | EHD4X42A** | MV08**14C* | 35400 | 12.7 | 15.2 | 35000 | 8.5 | 21000 | 1 | HRCU-A-CB |  |  | 276 | 781 | Yes
5421221 | Active | Systems | 15 SEER N SERIES R410A HP | KEEPRITE | NXH537GKA* |  | EHD4X42A** | MV12**17C* | 35600 | 13 | 15.5 | 35000 | 8.5 | 21200 | 1 | HRCU-A-CB |  |  | 272 | 781 | Yes
5421222 | Active | Systems | 15 SEER N SERIES R410A HP | KEEPRITE | NXH537GKA* |  | EHD4X42A** | MV16**21C* | 35600 | 13 | 15.5 | 35000 | 8.5 | 21000 | 1 | HRCU-A-CB |  |  | 272 | 781 | Yes
5421223 | Active | Systems | 15 SEER N SERIES R410A HP | KEEPRITE | NXH537GKA* |  | EHD4X42A** | MV20**24C* | 35400 | 13 | 15.5 | 34800 | 8.5 | 21000 | 1 | HRCU-A-CB |  |  | 270 | 781 | Yes
5686994 | Active | Systems | 15 SEER N SERIES R410A HP | KEEPRITE | NXH537GKA* |  | EHD4X42A** | OLV098A12* | 35000 | 12.5 | 15 | 35200 | 8.5 | 21400 | 1 | HRCU-A-CB |  |  | 276 | 781 | Yes
4107773 | Active | Systems | 15 SEER N SERIES R410A HP | KEEPRITE | NXH537GKA* |  | EHD4X42A** | OLV112A16A | 35400 | 12.5 | 15 | 35400 | 8.5 | 21400 | 1 | HRCU-A-CB |  |  | 279 | 781 | Yes
4107780 | Active | Systems | 15 SEER N SERIES R410A HP | KEEPRITE | NXH537GKA* |  | EHD4X42A** | OLV154F20A | 36000 | 12.5 | 15 | 35800 | 8.5 | 21800 | 1 | HRCU-A-CB |  |  | 284 | 781 | Yes
5686984 | Active | Systems | 15 SEER N SERIES R410A HP | KEEPRITE | NXH537GKA* |  | EHD4X42A** | OMV098J12* | 35200 | 12.5 | 15 | 35400 | 8.5 | 21400 | 1 | HRCU-A-CB |  |  | 278 | 781 | Yes
4107766 | Active | Systems | 15 SEER N SERIES R410A HP | KEEPRITE | NXH537GKA* |  | EHD4X42A** | OMV112K14A | 35200 | 12.5 | 15 | 35200 | 8.5 | 21200 | 1 | HRCU-A-CB |  |  | 278 | 781 | Yes
5421224 | Active | Systems | 15 SEER N SERIES R410A HP | KEEPRITE | NXH537GKA* |  | EHD4X48A** | MV08**14C* | 35400 | 12.7 | 15.5 | 35000 | 8.5 | 21000 | 1 | HRCU-A-CB |  |  | 270 | 781 | Yes
5421225 | Active | Systems | 15 SEER N SERIES R410A HP | KEEPRITE | NXH537GKA* |  | EHD4X48A** | MV12**17C* | 35800 | 13 | 15.5 | 35200 | 8.5 | 21200 | 1 | HRCU-A-CB |  |  | 273 | 781 | Yes
5421226 | Active | Systems | 15 SEER N SERIES R410A HP | KEEPRITE | NXH537GKA* |  | EHD4X48A** | MV20**24C* | 35600 | 13.2 | 15.5 | 35000 | 8.5 | 21000 | 1 | HRCU-A-CB |  |  | 272 | 781 | Yes
5421208 | Active | Systems | 15 SEER N SERIES R410A HP | KEEPRITE | NXH537GKA* |  | EN(A,D)4X48*24** | MV16**21C* | 35400 | 13 | 15.5 | 35000 | 8.5 | 21000 | 1 | HRCU-A-CB |  |  | 270 | 781 | Yes
5421209 | Active | Systems | 15 SEER N SERIES R410A HP | KEEPRITE | NXH537GKA* |  | EN(A,D)4X48*24** | MV20**24C* | 35400 | 13.2 | 15.5 | 34800 | 8.5 | 20800 | 1 | HRCU-A-CB |  |  | 270 | 781 | Yes
3975153 | Active | Systems | 15 SEER N SERIES R410A HP | KEEPRITE | NXH537GKA* |  | EN(A,D,W)4X42*21** | *8MX*0902116** | 34600 | 12.5 | 15 | 34800 | 8.5 | 21000 | 1 | HRCU-A-CB |  |  | 273 | 781 | Yes
3975154 | Active | Systems | 15 SEER N SERIES R410A HP | KEEPRITE | NXH537GKA* |  | EN(A,D,W)4X42*21** | *8MX*1102120** | 34800 | 12.5 | 15 | 35000 | 8.5 | 21000 | 1 | HRCU-A-CB |  |  | 275 | 781 | Yes
4107591 | Active | Systems | 15 SEER N SERIES R410A HP | KEEPRITE | NXH537GKA* |  | EN(A,D,W)4X42*21** | OLV112A16A | 34800 | 12.5 | 15 | 35200 | 8.5 | 21400 | 1 | HRCU-A-CB |  |  | 275 | 781 | Yes
5421206 | Active | Systems | 15 SEER N SERIES R410A HP | KEEPRITE | NXH537GKA* |  | EN(A,D,W)4X48*21** | MV12**17C* | 35400 | 13 | 15.5 | 35000 | 8.5 | 21000 | 1 | HRCU-A-CB |  |  | 270 | 781 | Yes
5421207 | Active | Systems | 15 SEER N SERIES R410A HP | KEEPRITE | NXH537GKA* |  | EN(A,D,W)4X48*21** | MV16**21C* | 35400 | 13 | 15.5 | 35000 | 8.5 | 21000 | 1 | HRCU-A-CB |  |  | 270 | 781 | Yes
5421204 | Active | Systems | 15 SEER N SERIES R410A HP | KEEPRITE | NXH537GKA* |  | END4X42*17** | MV12**17C* | 35200 | 12.7 | 15.2 | 35000 | 8.5 | 21000 | 1 | HRCU-A-CB |  |  | 274 | 781 | Yes
4107563 | Active | Systems | 15 SEER N SERIES R410A HP | KEEPRITE | NXH537GKA* |  | END4X42*17** | OMV112K14A | 34800 | 12.5 | 15 | 35000 | 8.5 | 21200 | 1 | HRCU-A-CB |  |  | 275 | 781 | Yes
4107640 | Active | Systems | 15 SEER N SERIES R410A HP | KEEPRITE | NXH537GKA* |  | ENH4X36*17** | OLV154F20A | 35000 | 12.5 | 15 | 35400 | 8.5 | 21600 | 1 | HRCU-A-CB |  |  | 276 | 781 | Yes
3975195 | Active | Systems | 15 SEER N SERIES R410A HP | KEEPRITE | NXH537GKA* |  | ENH4X42*21** | *8MX*0902116** | 34600 | 12.5 | 15 | 34800 | 8.5 | 21000 | 1 | HRCU-A-CB |  |  | 273 | 781 | Yes
3975196 | Active | Systems | 15 SEER N SERIES R410A HP | KEEPRITE | NXH537GKA* |  | ENH4X42*21** | *8MX*1102120** | 34800 | 12.5 | 15 | 35000 | 8.5 | 21000 | 1 | HRCU-A-CB |  |  | 275 | 781 | Yes
4107668 | Active | Systems | 15 SEER N SERIES R410A HP | KEEPRITE | NXH537GKA* |  | ENH4X42*21** | OLV112A16A | 34800 | 12.5 | 15 | 35200 | 8.5 | 21400 | 1 | HRCU-A-CB |  |  | 275 | 781 | Yes
4107675 | Active | Systems | 15 SEER N SERIES R410A HP | KEEPRITE | NXH537GKA* |  | ENH4X42*21** | OLV154F20A | 35600 | 12.5 | 15 | 35600 | 8.5 | 21600 | 1 | HRCU-A-CB |  |  | 281 | 781 | Yes
5421214 | Active | Systems | 15 SEER N SERIES R410A HP | KEEPRITE | NXH537GKA* |  | ENH4X48*21** | MV12**17C* | 35600 | 13 | 15.5 | 35000 | 8.5 | 21000 | 1 | HRCU-A-CB |  |  | 272 | 781 | Yes
5421215 | Active | Systems | 15 SEER N SERIES R410A HP | KEEPRITE | NXH537GKA* |  | ENH4X48*21** | MV16**21C* | 35400 | 13 | 15.5 | 35000 | 8.5 | 21000 | 1 | HRCU-A-CB |  |  | 270 | 781 | Yes
3918371 | Active | Systems | 15 SEER N SERIES R410A HP | KEEPRITE | NXH537GKA* |  | FEM4P42**A*+TXV |  | 35600 | 12.5 | 15 | 35400 | 8.5 | 21400 | 1 | HRCU-A-CB |  |  | 281 | 781 | Yes
3918377 | Active | Systems | 15 SEER N SERIES R410A HP | KEEPRITE | NXH537GKA* |  | FVM4X48**** |  | 35800 | 13 | 15 | 35000 | 8.5 | 21000 | 1 | HRCU-A-CB |  |  | 283 | 781 | Yes
3918378 | Active | Systems | 15 SEER N SERIES R410A HP | KEEPRITE | NXH537GKA* |  | FVM4X60**** |  | 36000 | 13 | 15 | 35200 | 9 | 21000 | 1 | HRCU-A-CB |  |  | 284 | 737 | Yes
3918301 | Active | Systems | 15 SEER N SERIES R410A HP | KEEPRITE | NXH537GKA* |  | FXM4X36**A* |  | 35600 | 13 | 15.5 | 35400 | 8.5 | 21400 | 1 | HRCU-A-CB | Yes |  | 272 | 781 | Yes
3918374 | Active | Systems | 15 SEER N SERIES R410A HP | KEEPRITE | NXH537GKA* |  | FXM4X42**A* |  | 35600 | 13 | 15.5 | 35400 | 8.5 | 21400 | 1 | HRCU-A-CB |  |  | 272 | 781 | Yes
5295300 | Active | Systems | 15 SEER N SERIES R410A HP | KEEPRITE | NXH542GKA* |  | EA*4X48*24A* | *8MV*1352422** | 41500 | 12.5 | 15 | 42000 | 8.5 | 25800 | 1 | HRCU-A-CB |  |  | 328 | 892 | Yes
4837619 | Active | Systems | 15 SEER N SERIES R410A HP | KEEPRITE | NXH542GKA* |  | EA*4X48*24A* | *9MV*1202422A** | 41500 | 12.5 | 15 | 42000 | 8.5 | 26000 | 1 | HRCU-A-CB |  |  | 328 | 892 | Yes
4837709 | Active | Systems | 15 SEER N SERIES R410A HP | KEEPRITE | NXH542GKA* |  | EA*4X48*24A* | *9MX*1202422A** | 42000 | 12.5 | 15 | 42000 | 8.5 | 26200 | 1 | HRCU-A-CB |  |  | 332 | 892 | Yes
5421468 | Active | Systems | 15 SEER N SERIES R410A HP | KEEPRITE | NXH542GKA* |  | EA*4X48*24A* | MV16**21C* | 42000 | 12.5 | 15 | 42000 | 8.5 | 26000 | 1 | HRCU-A-CB |  |  | 332 | 892 | Yes
5421469 | Active | Systems | 15 SEER N SERIES R410A HP | KEEPRITE | NXH542GKA* |  | EA*4X48*24A* | MV20**24C* | 41500 | 12.5 | 15 | 42000 | 8.5 | 25800 | 1 | HRCU-A-CB |  |  | 328 | 892 | Yes
5421470 | Active | Systems | 15 SEER N SERIES R410A HP | KEEPRITE | NXH542GKA* |  | EA*4X60*21A* | MV12**17C* | 42000 | 12.7 | 15 | 42000 | 8.5 | 26200 | 1 | HRCU-A-CB |  |  | 332 | 892 | Yes
5421471 | Active | Systems | 15 SEER N SERIES R410A HP | KEEPRITE | NXH542GKA* |  | EA*4X60*21A* | MV16**21C* | 42000 | 12.7 | 15.2 | 42000 | 8.5 | 26000 | 1 | HRCU-A-CB |  |  | 327 | 892 | Yes
5421472 | Active | Systems | 15 SEER N SERIES R410A HP | KEEPRITE | NXH542GKA* |  | EA*4X60*24A* | MV16**21C* | 42000 | 12.7 | 15.2 | 42000 | 8.5 | 26000 | 1 | HRCU-A-CB |  |  | 327 | 892 | Yes
5421473 | Active | Systems | 15 SEER N SERIES R410A HP | KEEPRITE | NXH542GKA* |  | EA*4X60*24A* | MV20**24C* | 42000 | 12.7 | 15.2 | 42000 | 8.8 | 25800 | 1 | HRCU-A-CB |  |  | 327 | 862 | Yes
3981942 | Discontinued | Systems | 15 SEER N SERIES R410A HP | KEEPRITE | NXH542GKA* |  | ED*4X48F** | *8MV*0901716** | 41500 | 12.5 | 15 | 42000 | 8.5 | 26000 | 1 | HRCU-A-CB |  |  | 328 | 892 | Yes
3981944 | Discontinued | Systems | 15 SEER N SERIES R410A HP | KEEPRITE | NXH542GKA* |  | ED*4X48J** | *8MV*1102120** | 41500 | 12.5 | 15 | 42000 | 8.5 | 26000 | 1 | HRCU-A-CB |  |  | 328 | 892 | Yes
3981945 | Discontinued | Systems | 15 SEER N SERIES R410A HP | KEEPRITE | NXH542GKA* |  | ED*4X48J** | *8MX*0902116** | 41500 | 12.5 | 15 | 42000 | 8.5 | 26000 | 1 | HRCU-A-CB |  |  | 328 | 892 | Yes
3981946 | Discontinued | Systems | 15 SEER N SERIES R410A HP | KEEPRITE | NXH542GKA* |  | ED*4X48J** | *8MX*1102120** | 41500 | 12.5 | 15 | 42000 | 8.5 | 25800 | 1 | HRCU-A-CB |  |  | 328 | 892 | Yes
3981947 | Discontinued | Systems | 15 SEER N SERIES R410A HP | KEEPRITE | NXH542GKA* |  | ED*4X48L** | *8MV*1352422** | 41500 | 12.5 | 15 | 42000 | 8.5 | 25800 | 1 | HRCU-A-CB |  |  | 328 | 892 | Yes
3981948 | Discontinued | Systems | 15 SEER N SERIES R410A HP | KEEPRITE | NXH542GKA* |  | ED*4X48L** | *8MX*1352420** | 42000 | 12.5 | 15 | 42000 | 8.5 | 26000 | 1 | HRCU-A-CB |  |  | 332 | 892 | Yes
4837633 | Discontinued | Systems | 15 SEER N SERIES R410A HP | KEEPRITE | NXH542GKA* |  | ED*4X48L** | *9MV*1202422A** | 41500 | 12.5 | 15 | 42000 | 8.5 | 26000 | 1 | HRCU-A-CB |  |  | 328 | 892 | Yes
4837685 | Discontinued | Systems | 15 SEER N SERIES R410A HP | KEEPRITE | NXH542GKA* |  | ED*4X48L** | *9MX*1202422A** | 42000 | 12.5 | 15 | 42000 | 8.5 | 26200 | 1 | HRCU-A-CB |  |  | 332 | 892 | Yes
4107983 | Discontinued | Systems | 15 SEER N SERIES R410A HP | KEEPRITE | NXH542GKA* |  | ED*4X48L** | OLV154F20A | 42000 | 12.5 | 15 | 42000 | 8.5 | 26600 | 1 | HRCU-A-CB |  |  | 332 | 892 | Yes
3981982 | Active | Systems | 15 SEER N SERIES R410A HP | KEEPRITE | NXH542GKA* |  | EHD4X42A** | *8MV*0901716** | 41500 | 12.5 | 15 | 42000 | 8.5 | 26000 | 1 | HRCU-A-CB |  |  | 328 | 892 | Yes
3981986 | Active | Systems | 15 SEER N SERIES R410A HP | KEEPRITE | NXH542GKA* |  | EHD4X42A** | *8MX*0902116** | 41500 | 12.5 | 15 | 42000 | 8.5 | 26000 | 1 | HRCU-A-CB |  |  | 328 | 892 | Yes
4837763 | Active | Systems | 15 SEER N SERIES R410A HP | KEEPRITE | NXH542GKA* |  | EHD4X42A** | *9MA*1202422A** | 41500 | 12.5 | 15 | 42000 | 8.5 | 25800 | 1 | HRCU-A-CB |  |  | 328 | 892 | Yes
4837767 | Active | Systems | 15 SEER N SERIES R410A HP | KEEPRITE | NXH542GKA* |  | EHD4X42A** | *9MX*1202422A** | 42000 | 12.5 | 15 | 42000 | 8.5 | 26200 | 1 | HRCU-A-CB |  |  | 332 | 892 | Yes
5421490 | Active | Systems | 15 SEER N SERIES R410A HP | KEEPRITE | NXH542GKA* |  | EHD4X42A** | MV16**21C* | 42000 | 12.5 | 15 | 42000 | 8.5 | 26000 | 1 | HRCU-A-CB |  |  | 332 | 892 | Yes
5421491 | Active | Systems | 15 SEER N SERIES R410A HP | KEEPRITE | NXH542GKA* |  | EHD4X42A** | MV20**24C* | 42000 | 12.5 | 15 | 42000 | 8.5 | 25800 | 1 | HRCU-A-CB |  |  | 332 | 892 | Yes
4108130 | Active | Systems | 15 SEER N SERIES R410A HP | KEEPRITE | NXH542GKA* |  | EHD4X42A** | OLV154F20A | 42000 | 12.5 | 15 | 42000 | 8.5 | 26800 | 1 | HRCU-A-CB |  |  | 332 | 892 | Yes
3981991 | Active | Systems | 15 SEER N SERIES R410A HP | KEEPRITE | NXH542GKA* |  | EHD4X48A** | *8MV*1102120** | 41500 | 12.5 | 15 | 42000 | 8.5 | 26000 | 1 | HRCU-A-CB |  |  | 328 | 892 | Yes
3981992 | Active | Systems | 15 SEER N SERIES R410A HP | KEEPRITE | NXH542GKA* |  | EHD4X48A** | *8MV*1352422** | 42000 | 12.5 | 15 | 42000 | 8.5 | 25800 | 1 | HRCU-A-CB |  |  | 332 | 892 | Yes
3981994 | Active | Systems | 15 SEER N SERIES R410A HP | KEEPRITE | NXH542GKA* |  | EHD4X48A** | *8MX*0902116** | 42000 | 12.5 | 15 | 42000 | 8.5 | 26000 | 1 | HRCU-A-CB |  |  | 332 | 892 | Yes
3981995 | Active | Systems | 15 SEER N SERIES R410A HP | KEEPRITE | NXH542GKA* |  | EHD4X48A** | *8MX*1102120** | 42000 | 12.5 | 15 | 42000 | 8.5 | 26000 | 1 | HRCU-A-CB |  |  | 332 | 892 | Yes
5375688 | Active | Systems | 15 SEER N SERIES R410A HP | KEEPRITE | NXH542GKA* |  | EHD4X48A** | *9MA*1002122A** | 42000 | 12.5 | 15 | 42000 | 8.5 | 26000 | 1 | HRCU-A-CB |  |  | 332 | 892 | Yes
4837771 | Active | Systems | 15 SEER N SERIES R410A HP | KEEPRITE | NXH542GKA* |  | EHD4X48A** | *9MA*1202422A** | 41500 | 12.5 | 15 | 42000 | 8.5 | 25800 | 1 | HRCU-A-CB |  |  | 328 | 892 | Yes
4837664 | Active | Systems | 15 SEER N SERIES R410A HP | KEEPRITE | NXH542GKA* |  | EHD4X48A** | *9MV*1202422A** | 42000 | 12.5 | 15 | 42000 | 8.5 | 26000 | 1 | HRCU-A-CB |  |  | 332 | 892 | Yes
4837775 | Active | Systems | 15 SEER N SERIES R410A HP | KEEPRITE | NXH542GKA* |  | EHD4X48A** | *9MX*1202422A** | 42000 | 12.5 | 15 | 42000 | 8.5 | 26200 | 1 | HRCU-A-CB |  |  | 332 | 892 | Yes
5421492 | Active | Systems | 15 SEER N SERIES R410A HP | KEEPRITE | NXH542GKA* |  | EHD4X48A** | MV12**17C* | 42000 | 12.5 | 15 | 42000 | 8.5 | 26200 | 1 | HRCU-A-CB |  |  | 332 | 892 | Yes
5421493 | Active | Systems | 15 SEER N SERIES R410A HP | KEEPRITE | NXH542GKA* |  | EHD4X48A** | MV16**21C* | 42000 | 12.7 | 15 | 42000 | 8.5 | 26000 | 1 | HRCU-A-CB |  |  | 332 | 892 | Yes
5421494 | Active | Systems | 15 SEER N SERIES R410A HP | KEEPRITE | NXH542GKA* |  | EHD4X48A** | MV20**24C* | 42000 | 12.7 | 15 | 42000 | 8.5 | 26000 | 1 | HRCU-A-CB |  |  | 332 | 892 | Yes
3982010 | Active | Systems | 15 SEER N SERIES R410A HP | KEEPRITE | NXH542GKA* |  | EHD4X48A** | NOMV156E19* | 41500 | 12.5 | 15 | 42000 | 8.5 | 26000 | 1 | HRCU-A-CB |  |  | 328 | 892 | Yes
4108151 | Active | Systems | 15 SEER N SERIES R410A HP | KEEPRITE | NXH542GKA* |  | EHD4X48A** | OLV154F20A | 42000 | 12.5 | 15 | 42000 | 8.5 | 26800 | 1 | HRCU-A-CB |  |  | 332 | 892 | Yes
5421495 | Active | Systems | 15 SEER N SERIES R410A HP | KEEPRITE | NXH542GKA* |  | EHD4X60A** | MV12**17C* | 42000 | 12.7 | 15.2 | 42000 | 8.5 | 26200 | 1 | HRCU-A-CB |  |  | 327 | 892 | Yes
5421496 | Active | Systems | 15 SEER N SERIES R410A HP | KEEPRITE | NXH542GKA* |  | EHD4X60A** | MV16**21C* | 42000 | 13 | 15.5 | 42000 | 8.8 | 26000 | 1 | HRCU-A-CB |  |  | 321 | 862 | Yes
5421497 | Active | Systems | 15 SEER N SERIES R410A HP | KEEPRITE | NXH542GKA* |  | EHD4X60A** | MV20**24C* | 42000 | 13 | 15.5 | 42000 | 8.8 | 26000 | 1 | HRCU-A-CB |  |  | 321 | 862 | Yes
3981961 | Active | Systems | 15 SEER N SERIES R410A HP | KEEPRITE | NXH542GKA* |  | EN(A,D)4X48*24** | *8MV*1352422** | 41500 | 12.5 | 15 | 42000 | 8.5 | 25800 | 1 | HRCU-A-CB |  |  | 328 | 892 | Yes
3981962 | Active | Systems | 15 SEER N SERIES R410A HP | KEEPRITE | NXH542GKA* |  | EN(A,D)4X48*24** | *8MX*1352420** | 42000 | 12.5 | 15 | 42000 | 8.5 | 26000 | 1 | HRCU-A-CB |  |  | 332 | 892 | Yes
4837733 | Active | Systems | 15 SEER N SERIES R410A HP | KEEPRITE | NXH542GKA* |  | EN(A,D)4X48*24** | *9MA*1202422A** | 41500 | 12.5 | 15 | 42000 | 8.5 | 25600 | 1 | HRCU-A-CB |  |  | 328 | 892 | Yes
4837645 | Active | Systems | 15 SEER N SERIES R410A HP | KEEPRITE | NXH542GKA* |  | EN(A,D)4X48*24** | *9MV*1202422A** | 41500 | 12.5 | 15 | 42000 | 8.5 | 26000 | 1 | HRCU-A-CB |  |  | 328 | 892 | Yes
4837735 | Active | Systems | 15 SEER N SERIES R410A HP | KEEPRITE | NXH542GKA* |  | EN(A,D)4X48*24** | *9MX*1202422A** | 42000 | 12.5 | 15 | 42000 | 8.5 | 26200 | 1 | HRCU-A-CB |  |  | 332 | 892 | Yes
5421479 | Active | Systems | 15 SEER N SERIES R410A HP | KEEPRITE | NXH542GKA* |  | EN(A,D)4X48*24** | MV16**21C* | 42000 | 12.7 | 15 | 42000 | 8.5 | 26000 | 1 | HRCU-A-CB |  |  | 332 | 892 | Yes
5421480 | Active | Systems | 15 SEER N SERIES R410A HP | KEEPRITE | NXH542GKA* |  | EN(A,D)4X48*24** | MV20**24C* | 42000 | 12.7 | 15 | 42000 | 8.5 | 25800 | 1 | HRCU-A-CB |  |  | 332 | 892 | Yes
4108046 | Active | Systems | 15 SEER N SERIES R410A HP | KEEPRITE | NXH542GKA* |  | EN(A,D)4X48*24** | OLV154F20A | 42000 | 12.5 | 15 | 42000 | 8.5 | 26600 | 1 | HRCU-A-CB |  |  | 332 | 892 | Yes
3981957 | Active | Systems | 15 SEER N SERIES R410A HP | KEEPRITE | NXH542GKA* |  | EN(A,D,W)4X48*21** | *8MV*1102120** | 41500 | 12.5 | 15 | 42000 | 8.5 | 25800 | 1 | HRCU-A-CB |  |  | 328 | 892 | Yes
3981958 | Active | Systems | 15 SEER N SERIES R410A HP | KEEPRITE | NXH542GKA* |  | EN(A,D,W)4X48*21** | *8MX*0902116** | 42000 | 12.5 | 15 | 42000 | 8.5 | 26000 | 1 | HRCU-A-CB |  |  | 332 | 892 | Yes
3981959 | Active | Systems | 15 SEER N SERIES R410A HP | KEEPRITE | NXH542GKA* |  | EN(A,D,W)4X48*21** | *8MX*1102120** | 42000 | 12.5 | 15 | 42000 | 8.5 | 26000 | 1 | HRCU-A-CB |  |  | 332 | 892 | Yes
5421478 | Active | Systems | 15 SEER N SERIES R410A HP | KEEPRITE | NXH542GKA* |  | EN(A,D,W)4X48*21** | MV16**21C* | 42000 | 12.7 | 15 | 42000 | 8.5 | 26000 | 1 | HRCU-A-CB |  |  | 332 | 892 | Yes
3982005 | Active | Systems | 15 SEER N SERIES R410A HP | KEEPRITE | NXH542GKA* |  | EN(A,D,W)4X48*21** | NOMV156E19* | 41500 | 12.5 | 15 | 42000 | 8.5 | 25800 | 1 | HRCU-A-CB |  |  | 328 | 892 | Yes
5421481 | Active | Systems | 15 SEER N SERIES R410A HP | KEEPRITE | NXH542GKA* |  | EN(A,D,W)4X60*24** | MV16**21C* | 42000 | 12.7 | 15.2 | 42000 | 8.5 | 26000 | 1 | HRCU-A-CB |  |  | 327 | 892 | Yes
5421482 | Active | Systems | 15 SEER N SERIES R410A HP | KEEPRITE | NXH542GKA* |  | EN(A,D,W)4X60*24** | MV20**24C* | 42000 | 12.7 | 15.2 | 42000 | 8.8 | 25800 | 1 | HRCU-A-CB |  |  | 327 | 862 | Yes
3981974 | Active | Systems | 15 SEER N SERIES R410A HP | KEEPRITE | NXH542GKA* |  | ENH4X48*21** | *8MV*0901716** | 41500 | 12.5 | 15 | 42000 | 8.5 | 25800 | 1 | HRCU-A-CB |  |  | 328 | 892 | Yes
3981975 | Active | Systems | 15 SEER N SERIES R410A HP | KEEPRITE | NXH542GKA* |  | ENH4X48*21** | *8MV*1102120** | 41500 | 12.5 | 15 | 42000 | 8.5 | 25800 | 1 | HRCU-A-CB |  |  | 328 | 892 | Yes
3981976 | Active | Systems | 15 SEER N SERIES R410A HP | KEEPRITE | NXH542GKA* |  | ENH4X48*21** | *8MV*1352422** | 41500 | 12.5 | 15 | 42000 | 8.5 | 25800 | 1 | HRCU-A-CB |  |  | 328 | 892 | Yes
3981978 | Active | Systems | 15 SEER N SERIES R410A HP | KEEPRITE | NXH542GKA* |  | ENH4X48*21** | *8MX*0902116** | 42000 | 12.5 | 15 | 42000 | 8.5 | 26000 | 1 | HRCU-A-CB |  |  | 332 | 892 | Yes
3981979 | Active | Systems | 15 SEER N SERIES R410A HP | KEEPRITE | NXH542GKA* |  | ENH4X48*21** | *8MX*1102120** | 42000 | 12.5 | 15 | 42000 | 8.5 | 26000 | 1 | HRCU-A-CB |  |  | 332 | 892 | Yes
3981980 | Active | Systems | 15 SEER N SERIES R410A HP | KEEPRITE | NXH542GKA* |  | ENH4X48*21** | *8MX*1352420** | 42000 | 12.5 | 15 | 42000 | 8.5 | 26000 | 1 | HRCU-A-CB |  |  | 332 | 892 | Yes
4837755 | Active | Systems | 15 SEER N SERIES R410A HP | KEEPRITE | NXH542GKA* |  | ENH4X48*21** | *9MA*1202422A** | 41500 | 12.5 | 15 | 42000 | 8.5 | 25600 | 1 | HRCU-A-CB |  |  | 328 | 892 | Yes
4837657 | Active | Systems | 15 SEER N SERIES R410A HP | KEEPRITE | NXH542GKA* |  | ENH4X48*21** | *9MV*1202422A** | 41500 | 12.5 | 15 | 42000 | 8.5 | 26000 | 1 | HRCU-A-CB |  |  | 328 | 892 | Yes
4837759 | Active | Systems | 15 SEER N SERIES R410A HP | KEEPRITE | NXH542GKA* |  | ENH4X48*21** | *9MX*1202422A** | 42000 | 12.5 | 15 | 42000 | 8.5 | 26200 | 1 | HRCU-A-CB |  |  | 332 | 892 | Yes
5421486 | Active | Systems | 15 SEER N SERIES R410A HP | KEEPRITE | NXH542GKA* |  | ENH4X48*21** | MV16**21C* | 42000 | 12.7 | 15 | 42000 | 8.5 | 26000 | 1 | HRCU-A-CB |  |  | 332 | 892 | Yes
3982008 | Active | Systems | 15 SEER N SERIES R410A HP | KEEPRITE | NXH542GKA* |  | ENH4X48*21** | NOMV156E19* | 41500 | 12.5 | 15 | 42000 | 8.5 | 25800 | 1 | HRCU-A-CB |  |  | 328 | 892 | Yes
4108109 | Active | Systems | 15 SEER N SERIES R410A HP | KEEPRITE | NXH542GKA* |  | ENH4X48*21** | OLV154F20A | 42000 | 12.5 | 15 | 42000 | 8.5 | 26600 | 1 | HRCU-A-CB |  |  | 332 | 892 | Yes
5421487 | Active | Systems | 15 SEER N SERIES R410A HP | KEEPRITE | NXH542GKA* |  | ENH4X60*24** | MV16**21C* | 42000 | 12.7 | 15.2 | 42000 | 8.5 | 26000 | 1 | HRCU-A-CB |  |  | 327 | 892 | Yes
5421488 | Active | Systems | 15 SEER N SERIES R410A HP | KEEPRITE | NXH542GKA* |  | ENH4X60*24** | MV20**24C* | 42000 | 12.7 | 15.2 | 42000 | 8.8 | 25800 | 1 | HRCU-A-CB |  |  | 327 | 862 | Yes
3693077 | Active | Systems | 15 SEER N SERIES R410A HP | KEEPRITE | NXH542GKA* |  | FEM4P48**A*+TXV |  | 42000 | 12.5 | 15 | 42000 | 8.5 | 26400 | 1 | HRCU-A-CB |  |  | 332 | 892 | Yes
3670772 | Active | Systems | 15 SEER N SERIES R410A HP | KEEPRITE | NXH542GKA* |  | FVM4X48**** |  | 42000 | 12.5 | 15.5 | 42000 | 8.7 | 25800 | 1 | HRCU-A-CB |  |  | 321 | 872 | Yes
3670793 | Active | Systems | 15 SEER N SERIES R410A HP | KEEPRITE | NXH542GKA* |  | FVM4X60**** |  | 42000 | 13 | 16 | 42000 | 8.7 | 25800 | 1 | HRCU-A-CB |  |  | 311 | 872 | Yes
3670870 | Active | Systems | 15 SEER N SERIES R410A HP | KEEPRITE | NXH542GKA* |  | FXM4X42**A* |  | 41500 | 12.5 | 15 | 36800 | 8.7 | 26400 | 1 | HRCU-A-CB | Yes |  | 328 | 763 | Yes
3670877 | Active | Systems | 15 SEER N SERIES R410A HP | KEEPRITE | NXH542GKA* |  | FXM4X48**A* |  | 42000 | 13 | 15.5 | 42000 | 8.6 | 26400 | 1 | HRCU-A-CB |  |  | 321 | 882 | Yes
3652911 | Active | Systems | 15 SEER N SERIES R410A HP | KEEPRITE | NXH548GKA* |  | FEM4X60**** |  | 47500 | 12.5 | 15 | 46000 | 8.5 | 29200 | 1 | HRCU-A-CB |  |  | 375 | 1115 | Yes
3670800 | Active | Systems | 15 SEER N SERIES R410A HP | KEEPRITE | NXH548GKA* |  | FVM4X60**** |  | 47000 | 12.7 | 15.5 | 44500 | 8.5 | 28400 | 1 | HRCU-A-CB |  |  | 359 | 892 | Yes
3670884 | Active | Systems | 15 SEER N SERIES R410A HP | KEEPRITE | NXH548GKA* |  | FXM4X48**A* |  | 47500 | 12.5 | 15 | 45500 | 8.5 | 29000 | 1 | HRCU-A-CB | Yes |  | 375 | 1115 | Yes
3670891 | Active | Systems | 15 SEER N SERIES R410A HP | KEEPRITE | NXH548GKA* |  | FXM4X60**A* |  | 48000 | 12.5 | 15 | 45500 | 8.5 | 29000 | 1 | HRCU-A-CB |  |  | 379 | 1115 | Yes
3670898 | Active | Systems | 15 SEER N SERIES R410A HP | KEEPRITE | NXH560GKA* |  | FXM4X60**A* |  | 57000 | 12.5 | 15 | 56000 | 8.5 | 35400 | 1 | HRCU-A-CB | Yes |  | 450 | 1339 | Yes